## ANSv2-692-Home
ANSv2-692-Home

## Index
Sheets to Import |  | TIMES scenario components: | Description
|  | All zeros in top table -> TCH_PWR | All power plants techs and commodities
IRP-Exact | 0 | Not currently used | IRP exactly as stated - not used
ProcDataJETP1 | 0 | TCH_PWR_IRP | IRP with slight modifications on start dates, optionally includes RMIPPPP | Coal Plants,CCGT Timeslice Resolution | DAYNITE
ProcDataJETP2 | 0 | TCH_PWR_IRPL | Only RE parts of IRP-Mod | Can't change output level within daytype/season | WEEKLY
ProcDataJETP3 | 0 | TCH_PWR_IRPM | Only RE parts of IRP-Mod | Can change output level diurnaly | DAYNITE
RMIPPPP | 0 | TCH_PWR_RMIP | RE program similar to IRP-Mod but extends beyond 2031
RE Program | 0 | TCH_PWR_REP | Moderate RE program
Moderate RE Program | 0 | TCH_PWR_MREP | Slightly less ambitious RE program from IRP-Mod
Low EAF | 0 | TCH_PWR_LEAF | EAF set to CSIR/Meridian 2020
Endo-Retire | 0 | TCH_PWR_ER | Endogenous retirement of all plants (now in TCH_PWR)
Ramp Rates | 0 | TCH_PWR_RR | Ramp rates on coal plants, now in TCH_PWR
RE Cost Profiles | 0 | TCH_PWR_REOC, and TCH_PWR_XXP | Alternate trajectories for RE costs
Externalities | 0 | TCH_PWR_EXT | Externalities
0
Sheet Name | Import?
Processes | 1
ProcDataGenPre2012 | 1
ProcDataGen2012On | 1
ProcDataIRP | 0
ProcDataJETP1 | 0
ProcDataJETP2 | 0
ProcDataJETP3 | 0
ProcDataRMIPPPP | 0
ProcDataREPROG | 0
ProcDataMREPROG | 0
ProcDataRECostProfiles | 1
ProcDataTnD | 1 | None | Set to None, when working only with Sent Out Demand
ProcDataExports | 1
ProcDataMines | 1
Commodities | 1
CommData | 1
ProcDataRM | 1
ProcDataAux | 1
ProcDataLowEAF | 0 | LEAF | Check which one is set (LEAF/REF) before importing into ANSWER, LEAF should only be selected in LEAF scenarios
ProcDataEndoRetire | 0
ProcDataEndoRetireIRP | 0
ProcDataRampRates | 1
Note on H8: Bruno: Need ramp rate constraints if using this option.

## Processes
Processes | REGION1
Processes
~FI_Process
| TechName | TechDesc | Tact | Tcap | Tslvl | Sets | Vintage
* Existing Power Plants pre 2012 - Grid
| ETCLECAMD-E | CAMDEN | PJ | GW | DAYNITE | ELE | NO | PRC,ELE,DAYNITE | PJ,GW
| ETCLEGROO-E | GROOTVLEI | PJ | GW | DAYNITE | ELE | NO | PRC,ELE,DAYNITE | PJ,GW
| ETCLEKOMA-E | KOMATI | PJ | GW | DAYNITE | ELE | NO | PRC,ELE,DAYNITE | PJ,GW
| ETCLEARNO-E | ARNOT | PJ | GW | DAYNITE | ELE | NO | PRC,ELE,DAYNITE | PJ,GW
| ETCLEDUVH-E | DUVHA | PJ | GW | DAYNITE | ELE | NO | PRC,ELE,DAYNITE | PJ,GW
| ETCLEHEND-E | HENDRINA | PJ | GW | DAYNITE | ELE | NO | PRC,ELE,DAYNITE | PJ,GW
| ETCLEKEND-E | KENDAL | PJ | GW | DAYNITE | ELE | NO | PRC,ELE,DAYNITE | PJ,GW
| ETCLEKRIE-E | KRIEL | PJ | GW | DAYNITE | ELE | NO | PRC,ELE,DAYNITE | PJ,GW
| ETCLELETH-E | LETHABO | PJ | GW | DAYNITE | ELE | NO | PRC,ELE,DAYNITE | PJ,GW
| ETCLEMAJD-E | MAJUBA DRY | PJ | GW | DAYNITE | ELE | NO | PRC,ELE,DAYNITE | PJ,GW
| ETCLEMAJW-E | MAJUBA WET | PJ | GW | DAYNITE | ELE | NO | PRC,ELE,DAYNITE | PJ,GW
| ETCLEMATI-E | MATIMBA | PJ | GW | DAYNITE | ELE | NO | PRC,ELE,DAYNITE | PJ,GW
| ETCLEMATL-E | MATLA | PJ | GW | DAYNITE | ELE | NO | PRC,ELE,DAYNITE | PJ,GW
| ETCLETUTU-E | TUTUKA | PJ | GW | DAYNITE | ELE | NO | PRC,ELE,DAYNITE | PJ,GW
| ETCLEKELB-E | KELVIN B | PJ | GW | DAYNITE | ELE | NO | PRC,ELE,DAYNITE | PJ,GW
| ETODSGT-E | OCGT liquid fuels Existing | PJ | GW | DAYNITE | ELE | NO | PRC,ELE,DAYNITE | PJ,GW
| ERHYD-E | Hydro Existing South Africa | PJ | GW | DAYNITE | ELE | NO | PRC,ELE,DAYNITE | PJ,GW
| ERHYD-I | Hydro Existing Region | PJ | GW | DAYNITE | ELE | NO | PRC,ELE,DAYNITE | PJ,GW
| ETNUC-E | Nuclear Existing | PJ | GW | SEASON | ELE | NO | PRC,ELE,SEASON | PJ,GW
| EPTSTO-E | Pump Storage All Existing - Single Storage Tech | PJ | GW | STGTSS,DAYNITE | PRE | NO | PRC,PRE,STGTSS,DAYNITE | PJ,GW
* Existing Power Plants pre 2012 - On-site |  |  |  |  | #VALUE! | #VALUE! | NO
| ETCLEPFSS-E | Sasol SSF Coal Plant | PJ | GW | WEEKLY | ELE | NO | PRC,ELE,WEEKLY | PJ,GW
| ETCLEPFSI-E | Sasol Infrachem Coal Plant | PJ | GW | WEEKLY | ELE | NO | PRC,ELE,WEEKLY | PJ,GW
* New Power Plants - Grid |  |  |  |  | #VALUE! | #VALUE! | NO
| ETCLEMEDU-N | MEDUPI | PJ | GW | DAYNITE | ELE | NO | PRC,ELE,DAYNITE | PJ,GW
| ETCLEKUSI-N | KUSILE | PJ | GW | DAYNITE | ELE | NO | PRC,ELE,DAYNITE | PJ,GW
| ETCLEWATE-N | Generic Waterberg Coal Plant | PJ | GW | DAYNITE | ELE | NO | PRC,ELE,DAYNITE | PJ,GW
| ETCLE-CCS-N | Generic Waterberg Coal Plant with CCS | PJ | GW | DAYNITE | ELE | NO | PRC,ELE,DAYNITE | PJ,GW
| EPTSTO-N | Pumped Storage New Ingula - Single Storage Tech | PJ | GW | DAYNITE | PRE,STGTSS | NO | PRC,PRE,STGTSS,DAYNITE | PJ,GW
| ETODSGT-N | DOE Peakers | PJ | GW | DAYNITE | ELE | NO | PRC,ELE,DAYNITE | PJ,GW
| ETCLDFB-N | Fluidised Bed Combustion Coal | PJ | GW | DAYNITE | ELE | NO | PRC,ELE,DAYNITE | PJ,GW
| ERHYD-N | Micro hydro | PJ | GW | DAYNITE | ELE | NO | PRC,ELE,DAYNITE | PJ,GW
| ETNUC-N | Nuclear Mid | PJ | GW | DAYNITE | ELE | NO | PRC,ELE,DAYNITE | PJ,GW
| ERSOLTC09-N | Solar Central Receiver 09 hrs storage | PJ | GW | DAYNITE | ELE | NO | PRC,ELE,DAYNITE | PJ,GW
| ERSOLPCF-N | Solar PV Fixed | PJ | GW | DAYNITE | ELE | NO | PRC,ELE,DAYNITE | PJ,GW
| ERSOLPCT-N | Solar PV tracking | PJ | GW | DAYNITE | ELE | NO | PRC,ELE,DAYNITE | PJ,GW
| ERWNDH-N | Wind | PJ | GW | DAYNITE | ELE | NO | PRC,ELE,DAYNITE | PJ,GW
| ERHYDGIW-I | Grand Inga | PJ | GW | DAYNITE | ELE | NO | PRC,ELE,DAYNITE | PJ,GW
| ETGICGT-N | Open Cycle Gas Turbine - LNG | PJ | GW | DAYNITE | ELE | NO | PRC,ELE,DAYNITE | PJ,GW
| ETHGNGT-N | Hydrogen Turbine or FuelCell | PJ | GW | DAYNITE | ELE | NO | PRC,ELE,DAYNITE | PJ,GW
| ETGICCC-N | Combined Cycle Gas Turbine - LNG | PJ | GW | DAYNITE | ELE | NO | PRC,ELE,DAYNITE | PJ,GW
| ETGICCC-CCS-N | Combined Cycle Gas Turbine - LNG with CCS | PJ | GW | DAYNITE | ELE | NO | PRC,ELE,DAYNITE | PJ,GW
| ETGICEN-N | Gas Engines - LNG | PJ | GW | DAYNITE | ELE | NO | PRC,ELE,DAYNITE | PJ,GW
| ERBIO-N | Biomass municipal waste | PJ | GW | DAYNITE | ELE | NO | PRC,ELE,DAYNITE | PJ,GW
| ERBIG-N | Landfill gas | PJ | GW | DAYNITE | ELE | NO | PRC,ELE,DAYNITE | PJ,GW
| ESTSUTL | Utility Scale Storage - 4hrs | PJ | GW | DAYNITE | PRE,STGTSS | NO | PRC,PRE,STGTSS,DAYNITE | PJ,GW
* New Power Plants - On-site |  |  |  |  | #VALUE! | #VALUE! | NO
| ERSOLPRC-N | Solar PV rooftop commercial | PJ | GW | DAYNITE | ELE | NO | PRC,ELE,DAYNITE | PJ,GW
| ERSOLPRR-N | Solar PV rooftop residential | PJ | GW | DAYNITE | ELE | NO | PRC,ELE,DAYNITE | PJ,GW
| ERSOLPRI-N | Solar PV rooftop Industry | PJ | GW | DAYNITE | ELE | NO | PRC,ELE,DAYNITE | PJ,GW
| ETGASENSS-N | Sasol SSF Gas Plant | PJ | GW | DAYNITE | ELE | NO | PRC,ELE,DAYNITE | PJ,GW
| ETGASENSI-N | Sasol Infrachem Gas Plant | PJ | GW | DAYNITE | ELE | NO | PRC,ELE,DAYNITE | PJ,GW
* Coal Mines |  |  |  |  | #VALUE! | #VALUE! | NO
| MINCSARNOVRS | Coal Supply for Arnot-various | PJ | Ja | ANNUAL | XTRACT,PRE | NO | PRC,XTRACT,PRE,ANNUAL | PJ,PJa
| MINCSCAMDVRS | Coal Supply for Camden-various | PJ | Ja | ANNUAL | XTRACT,PRE | NO | PRC,XTRACT,PRE,ANNUAL | PJ,PJa
| MINCSDUVHSER | Coal Supply for Duvha-Seriti | PJ | Ja | ANNUAL | XTRACT,PRE | NO | PRC,XTRACT,PRE,ANNUAL | PJ,PJa
| MINCSDUVHVRS | Coal Supply for Duvha-various | PJ | Ja | ANNUAL | XTRACT,PRE | NO | PRC,XTRACT,PRE,ANNUAL | PJ,PJa
| MINCSGROOVRS | Coal Supply for Grootvlei-various | PJ | Ja | ANNUAL | XTRACT,PRE | NO | PRC,XTRACT,PRE,ANNUAL | PJ,PJa
| MINCSHENDVRS | Coal Supply for Hendrina-various | PJ | Ja | ANNUAL | XTRACT,PRE | NO | PRC,XTRACT,PRE,ANNUAL | PJ,PJa
| MINCSKENDS32 | Coal Supply for Kendal-South 32 | PJ | Ja | ANNUAL | XTRACT,PRE | NO | PRC,XTRACT,PRE,ANNUAL | PJ,PJa
| MINCSKENDVRS | Coal Supply for Kendal-various | PJ | Ja | ANNUAL | XTRACT,PRE | NO | PRC,XTRACT,PRE,ANNUAL | PJ,PJa
| MINCSKOMAVRS | Coal Supply for Komati-various | PJ | Ja | ANNUAL | XTRACT,PRE | NO | PRC,XTRACT,PRE,ANNUAL | PJ,PJa
| MINCSKRIESER | Coal Supply for Kriel-Seriti | PJ | Ja | ANNUAL | XTRACT,PRE | NO | PRC,XTRACT,PRE,ANNUAL | PJ,PJa
| MINCSKRIEVRS | Coal Supply for Kriel-various | PJ | Ja | ANNUAL | XTRACT,PRE | NO | PRC,XTRACT,PRE,ANNUAL | PJ,PJa
| MINCSKUSINLG | Coal Supply for Kusile-New Largo | PJ | Ja | ANNUAL | XTRACT,PRE | NO | PRC,XTRACT,PRE,ANNUAL | PJ,PJa
| MINCSKUSIVRS | Coal Supply for Kusile-various | PJ | Ja | ANNUAL | XTRACT,PRE | NO | PRC,XTRACT,PRE,ANNUAL | PJ,PJa
| MINCSLETHSER | Coal Supply for Lethabo-Seriti | PJ | Ja | ANNUAL | XTRACT,PRE | NO | PRC,XTRACT,PRE,ANNUAL | PJ,PJa
| MINCSMAJUVRS | Coal Supply for Majuba-various | PJ | Ja | ANNUAL | XTRACT,PRE | NO | PRC,XTRACT,PRE,ANNUAL | PJ,PJa
| MINCSMATIEXX | Coal Supply for Matimba-Exxaro | PJ | Ja | ANNUAL | XTRACT,PRE | NO | PRC,XTRACT,PRE,ANNUAL | PJ,PJa
| MINCSMATLEXX | Coal Supply for Matla-Exxaro | PJ | Ja | ANNUAL | XTRACT,PRE | NO | PRC,XTRACT,PRE,ANNUAL | PJ,PJa
| MINCSMATLVRS | Coal Supply for Matla-various | PJ | Ja | ANNUAL | XTRACT,PRE | NO | PRC,XTRACT,PRE,ANNUAL | PJ,PJa
| MINCSMEDUEXX | Coal Supply for Medupi-Exxaro | PJ | Ja | ANNUAL | XTRACT,PRE | NO | PRC,XTRACT,PRE,ANNUAL | PJ,PJa
| MINCSTUTUSER | Coal Supply for Tutuka-Seriti | PJ | Ja | ANNUAL | XTRACT,PRE | NO | PRC,XTRACT,PRE,ANNUAL | PJ,PJa
| MINCSTUTUVRS | Coal Supply for Tutuka-various | PJ | Ja | ANNUAL | XTRACT,PRE | NO | PRC,XTRACT,PRE,ANNUAL | PJ,PJa
| MINCSWATEVRS | Coal Supply for New Plants in Waterberg | PJ | Ja | ANNUAL | XTRACT,PRE | NO | PRC,XTRACT,PRE,ANNUAL | PJ,PJa
* Transmission and Distribution Technologies |  |  |  |  | #VALUE! | #VALUE! | NO
| ETRANS | Transmission | PJ | GW | DAYNITE | ELE | NO | PRC,ELE,DAYNITE | PJ,GW
| ETRANSDUM | dummy tech tracking investment costs | PJ | GW | DAYNITE | ELE | NO | PRC,ELE,DAYNITE | PJ,GW
| ELCDEM | Electricity Demand | PJ | GW | DAYNITE | ELE | NO | PRC,ELE,DAYNITE | PJ,GW
| XAGRELC | Agriculatural Electricity | PJ | GW | DAYNITE | ELE | NO | PRC,ELE,DAYNITE | PJ,GW
| XCOMELC | Commercial Electricity | PJ | GW | DAYNITE | ELE | NO | PRC,ELE,DAYNITE | PJ,GW
| XICPELC | Industrial CP-Electricity | PJ | GW | DAYNITE | ELE | NO | PRC,ELE,DAYNITE | PJ,GW
| XIFAELC | Industrial FA-Electricity | PJ | GW | DAYNITE | ELE | NO | PRC,ELE,DAYNITE | PJ,GW
| XIFBELC | Industrial FB-Electricity | PJ | GW | DAYNITE | ELE | NO | PRC,ELE,DAYNITE | PJ,GW
| XIISELC | Industrial IS-Electricity | PJ | GW | DAYNITE | ELE | NO | PRC,ELE,DAYNITE | PJ,GW
| XIMIELC | Industrial MI-Electricity | PJ | GW | DAYNITE | ELE | NO | PRC,ELE,DAYNITE | PJ,GW
| XINFELC | Industrial NF-Electricity | PJ | GW | DAYNITE | ELE | NO | PRC,ELE,DAYNITE | PJ,GW
| XINMELC | Industrial NM-Electricity | PJ | GW | DAYNITE | ELE | NO | PRC,ELE,DAYNITE | PJ,GW
| XIOTELC | Industrial OT-Electricity | PJ | GW | DAYNITE | ELE | NO | PRC,ELE,DAYNITE | PJ,GW
| XIPPELC | Industrial PP-Electricity | PJ | GW | DAYNITE | ELE | NO | PRC,ELE,DAYNITE | PJ,GW
| XRESELC | Residential Electricity | PJ | GW | DAYNITE | ELE | NO | PRC,ELE,DAYNITE | PJ,GW
| XTRAELC | Transport Electricity | PJ | GW | DAYNITE | ELE | NO | PRC,ELE,DAYNITE | PJ,GW
| XUPSELC | Supply Sector Electricity | PJ | GW | DAYNITE | ELE | NO | PRC,ELE,DAYNITE | PJ,GW
| XINDELC | Industry Electricity | PJ | GW | DAYNITE | ELE | NO | PRC,ELE,DAYNITE | PJ,GW
* Fuel Supply Technologies |  |  |  |  | #VALUE! | #VALUE! | NO
| XPWROHF | Power Oil HFO | PJ | Ja | ANNUAL | XTRACT,PRE | NO | PRC,XTRACT,PRE,ANNUAL | PJ,PJa
| XPWROKE | Power Oil Kerosene | PJ | Ja | ANNUAL | XTRACT,PRE | NO | PRC,XTRACT,PRE,ANNUAL | PJ,PJa
| XPWRODS | Power Oil Diesel | PJ | Ja | ANNUAL | XTRACT,PRE | NO | PRC,XTRACT,PRE,DAYNITE | PJ,PJa
| XPWRGIC | Power Natural Gas Coastal | PJ | Ja | ANNUAL | XTRACT,PRE | NO | PRC,XTRACT,PRE,DAYNITE | PJ,PJa
| XPWRCLE | Power Coal Low Grade | PJ | Ja | ANNUAL | XTRACT,PRE | NO | PRC,XTRACT,PRE,ANNUAL | PJ,PJa
| XPWRNUC | Power Nuclear Fuel | PJ | Ja | ANNUAL | XTRACT,PRE | NO | PRC,XTRACT,PRE,ANNUAL | PJ,PJa
| XPWRSOL | Power Solar Energy | PJ | Ja | ANNUAL | XTRACT,PRE | NO | PRC,XTRACT,PRE,ANNUAL | PJ,PJa
| XPWRWND | Power Wind Energy | PJ | Ja | ANNUAL | XTRACT,PRE | NO | PRC,XTRACT,PRE,ANNUAL | PJ,PJa
| XPWRHYD | Power Hydro Energy | PJ | Ja | ANNUAL | XTRACT,PRE | NO | PRC,XTRACT,PRE,ANNUAL | PJ,PJa
| MINPWRWAT | Water Supply for Power Sector | PJ | Ja | ANNUAL | XTRACT,PRE | NO | PRC,XTRACT,PRE,ANNUAL | PJ,PJa
* Export Technologies |  |  |  |  | #VALUE! | #VALUE! | NO
| PEXELC | Exports of Electricity | PJ | Ja | ANNUAL | ELE | NO | PRC,ELE,ANNUAL,IRE | PJ,PJa
* Labour supply Technologies |  |  |  |  | #VALUE! | #VALUE! | NO
| EP_FLAB-P | Power - Supply - Factor-Labour-Primary | PJ | Ja | ANNUAL | XTRACT,PRE | NO | PRC,PRE,ANNUAL | PJ,PJa
| EP_FLAB-M | Power - Supply - Factor-Labour-Mid | PJ | Ja | ANNUAL | XTRACT,PRE | NO | PRC,PRE,ANNUAL | PJ,PJa
| EP_FLAB-S | Power - Supply - Factor-Labour-Secondary | PJ | Ja | ANNUAL | XTRACT,PRE | NO | PRC,PRE,ANNUAL | PJ,PJa
| EP_FLAB-T | Power - Supply - Factor-Labour-Tertiary | PJ | Ja | ANNUAL | XTRACT,PRE | NO | PRC,PRE,ANNUAL | PJ,PJa
| MIN_FLAB-P | Supply - Factor-Labour-Primary | PJ | Ja | ANNUAL | XTRACT,PRE | NO | PRC,PRE,ANNUAL,IRE | PJ,PJa
| MIN_FLAB-M | Supply - Factor-Labour-Mid | PJ | Ja | ANNUAL | XTRACT,PRE | NO | PRC,PRE,ANNUAL,IRE | PJ,PJa
| MIN_FLAB-S | Supply - Factor-Labour-Secondary | PJ | Ja | ANNUAL | XTRACT,PRE | NO | PRC,PRE,ANNUAL,IRE | PJ,PJa
| MIN_FLAB-T | Supply - Factor-Labour-Tertiary | PJ | Ja | ANNUAL | XTRACT,PRE | NO | PRC,PRE,ANNUAL,IRE | PJ,PJa
Note on K41: [Threaded comment] Your version of Excel allows you to read this threaded comment; however, any edits to it will get removed if the file is opened in a newer version of Excel. Learn more: https://go.microsoft.com/fwlink/?linkid=870924 Comment: Changed from Seasonal to Daynite Based on: https://www.vgb.org/en/hv_11_praesentationen-dfid-39890.html

## Commodities
Commodities | REGION1
Commodities
~FI_Comm
| CommName | CommDesc | CommUnit | Csets
| ZDUMETRANS | Dummy Commodity for ETRANSDUM | PJ | COM,NRG,ANNUAL,FOSSIL
* commodities for existing plants
| PWRCLEARNO | Coal for ARNOT Power Plant | PJ | COM,NRG,ANNUAL,FOSSIL
| PWRCLECAMD | Coal for CAMDEN Power Plant | PJ | COM,NRG,ANNUAL,FOSSIL
| PWRCLEDUVH | Coal for DUVHA Power Plant | PJ | COM,NRG,ANNUAL,FOSSIL
| PWRCLEGROO | Coal for GROOTVLEI Power Plant | PJ | COM,NRG,ANNUAL,FOSSIL
| PWRCLEHEND | Coal for HENDRINA Power Plant | PJ | COM,NRG,ANNUAL,FOSSIL
| PWRCLEKEND | Coal for KENDAL Power Plant | PJ | COM,NRG,ANNUAL,FOSSIL
| PWRCLEKOMA | Coal for KOMATI Power Plant | PJ | COM,NRG,ANNUAL,FOSSIL
| PWRCLEKRIE | Coal for KRIEL Power Plant | PJ | COM,NRG,ANNUAL,FOSSIL
| PWRCLELETH | Coal for LETHABO Power Plant | PJ | COM,NRG,ANNUAL,FOSSIL
| PWRCLEMAJU | Coal for MAJUBA DRY Power Plant | PJ | COM,NRG,ANNUAL,FOSSIL
| PWRCLEMATI | Coal for MATIMBA Power Plant | PJ | COM,NRG,ANNUAL,FOSSIL
| PWRCLEMATL | Coal for MATLA Power Plant | PJ | COM,NRG,ANNUAL,FOSSIL
| PWRCLETUTU | Coal for TUTUKA Power Plant | PJ | COM,NRG,ANNUAL,FOSSIL
* Commodities for new plants
| PWRCLEKUSI | Coal for KUSILE Power Plant | PJ | COM,NRG,ANNUAL,FOSSIL
| PWRCLEMEDU | Coal for MEDUPI Power Plant | PJ | COM,NRG,ANNUAL,FOSSIL
* Labour commodities
| FLAB-P | Factor-Labour-Primary | PJ | COM,NRG,ANNUAL,FOSSIL
| FLAB-M | Factor-Labour-Mid | PJ | COM,NRG,ANNUAL,FOSSIL
| FLAB-S | Factor-Labour-Secondary | PJ | COM,NRG,ANNUAL,FOSSIL
| FLAB-T | Factor-Labour-Tertiary | PJ | COM,NRG,ANNUAL,FOSSIL
| PWR_FLAB-P | Power - Factor-Labour-Primary | PJ | COM,NRG,ANNUAL,FOSSIL
| PWR_FLAB-M | Power - Factor-Labour-Mid | PJ | COM,NRG,ANNUAL,FOSSIL
| PWR_FLAB-S | Power - Factor-Labour-Secondary | PJ | COM,NRG,ANNUAL,FOSSIL
| PWR_FLAB-T | Power - Factor-Labour-Tertiary | PJ | COM,NRG,ANNUAL,FOSSIL
* Other commodities
| OHF | Oil HFO | PJ | COM,NRG,ANNUAL,FOSSIL
| OKE | Oil Kerosene | PJ | COM,NRG,ANNUAL,FOSSIL
| ELCC | Electricity | PJ | COM,NRG,DAYNITE,ELC
| ELC | Electricity to be Distributed | PJ | COM,NRG,DAYNITE,ELC
| ELCD | Electricity Demand | PJ | COM,DEM,DAYNITE,RES
| ICPELC | Chemicals Electricity | PJ | COM,NRG,DAYNITE,ELC
| RESELC | Residential Electricity | PJ | COM,NRG,DAYNITE,ELC
| INDELC | Industry Electricity | PJ | COM,NRG,DAYNITE,ELC
| COMELC | Commerce Electricity | PJ | COM,NRG,DAYNITE,ELC
| UPSELC | Supply Electricity | PJ | COM,NRG,DAYNITE,ELC
| PWROHF | Power Oil HFO | PJ | COM,NRG,ANNUAL,FOSSIL
| PWROKE | Power Oil Kerosene | PJ | COM,NRG,ANNUAL,FOSSIL
| PWRODS | Power Sector Diesel | PJ | COM,NRG,DAYNITE,FOSSIL
| PWRGIC | Power Sector Coastal Gas | PJ | COM,NRG,DAYNITE,FOSSIL
| PWRGAS | Power Sector Inland Gas | PJ | COM,NRG,DAYNITE,FOSSIL
| PWRHGN | Power Sector Hydrogen | PJ | COM,NRG,DAYNITE,FOSSIL
| PWRHYD | Hydro Resource | PJ | COM,NRG,ANNUAL,FOSSIL
| PWRSOL | Solar Resource | PJ | COM,NRG,ANNUAL,FOSSIL
| PWRWND | Wind Resource | PJ | COM,NRG,ANNUAL,FOSSIL
| PWRNUC | Nuclear Fuel | PJ | COM,NRG,ANNUAL,FOSSIL
| PWRBIO | Biomass Fuel | PJ | COM,NRG,ANNUAL,FOSSIL
| PWRBIG | Bagasse Fuel | PJ | COM,NRG,ANNUAL,FOSSIL
| PWRCLE | Power Sector Load Grade Coal | PJ | COM,NRG,ANNUAL,FOSSIL
| UPSCLE | Supply Sector Load Grade Coal | PJ | COM,NRG,ANNUAL,FOSSIL
| INDCLE | Industry Sector Load Grade Coal | PJ | COM,NRG,ANNUAL,FOSSIL
| PWRCLD | Power Sector Discard Coal | PJ | COM,NRG,ANNUAL,FOSSIL
| PWRENV | For tracking environmental Levy | KT | COM,ENV,ANNUAL,GHG
| PWRWAT | Water for Power Sector | PJ | COM,NRG,ANNUAL,FOSSIL
| PWRSOXS | Power Sector Sulphur gases South Africa | KT | COM,ENV,ANNUAL,GHG
| PWRNOXS | Power Sector Nitrogen gases South Africa | KT | COM,ENV,ANNUAL,GHG
| PWRPM10 | Power Sector Particulate Emissions | KT | COM,ENV,ANNUAL,GHG
| PWRCO2S | Power Sector Carbon Dioxide South Africa | KT | COM,ENV,ANNUAL,GHG
| PWRCH4S | Power Sector Methane South Africa | KT | COM,ENV,ANNUAL,GHG
| PWRN2OS | Power Sector Nitrous Oxide Emissions | KT | COM,ENV,ANNUAL,GHG
| PWRCMOX | Power Sector CMOX South Africa | KT | COM,ENV,ANNUAL,GHG
| PWRNMVS | Power Sector NMVS Emissions | KT | COM,ENV,ANNUAL,GHG
| CO2SF | Fugitive Emissions CO2 | KT | COM,ENV,ANNUAL,GHG
| CH4SF | Fugitive Emissions CH4 | KT | COM,ENV,ANNUAL,GHG

## tables for reports
Electricity supply
Eskom existing coal fleet
| Start year | Decommissioning date | Current capacity | Efficiency
Eskom coal fleet
Camden
Grootvlei
Komati
Arnot
Duvha
Hendrina
Kendal
Kriel
Lethabo
Majuba dry
Majuba wet
Matimba
Matla
Tutuka
Eskom Medupi and Kusile
Indicator definitiions
Efficiency

## ProcDataGenPre2012
ProcData | REGION1 | [14 empty] | * | * | * | * | * | [10 empty] | * | * | * | * | * | [10 empty] | * | * | * | * | [10 empty] | * | * | * | * | * | * | * | * | * | * | * | * | * | *
ProcDataGenPre2012
[5 empty] | Main activity efficiency | Flow Efficiency | Pump storage efficiency | Variable Cost R/GJ | Fixed Cost R/kW | Investment (overnight) Cost R/kW | Life | Capacity to Activity | Peak Contribution |  |  | Annual Availability | Annual Availability | Annual Availability | Annual Availability | Annual Availability | Annual Availability | Annual Availability | Annual Availability | Annual Availability | Annual Availability | Annual Availability | Annual Availability | Annual Availability | Annual Availability | Annual Availability | Minimum Annual Utilization | Minimum Annual Utilization | Minimum Annual Utilization | Minimum Annual Utilization | Minimum Annual Utilization | Availability for pump storage | Environmental Levy | Combustion Emissions [Only Eskom plants using new formulation for not, other plants emissions are captured by fuel supply technologies] | [7 empty] | Existing Capacity
[5 empty] | ACT_EFF | FLO_EFF-I | STG_EFF | ACT_COST | NCAP_FOM | NCAP_COST | NCAP_TLIFE | PRC_CAPACT | NCAP_PKCNT | NCAP_BND-UP | NCAP_BND-UP | NCAP_AFA-UP | NCAP_AFA-UP | NCAP_AFA-UP | NCAP_AFA-UP | NCAP_AFA-UP | NCAP_AFA-UP | NCAP_AFA-UP | NCAP_AFA-UP | NCAP_AFA-UP | NCAP_AFA-UP | NCAP_AFA-UP | NCAP_AFA-UP | NCAP_AFA-UP | NCAP_AFA-UP | NCAP_AFA-UP | NCAP_AFA-LO | NCAP_AFA-LO | NCAP_AFA-LO | NCAP_AFA-LO | NCAP_AFA-LO | NCAP_AFC | FLO_EMIS-O | FLO_EMIS-I | FLO_EMIS-I | FLO_EMIS-I | FLO_EMIS-I | FLO_EMIS-I | FLO_EMIS-I | FLO_EMIS-I | FLO_EMIS-I | PRC_RESID | PRC_RESID | PRC_RESID | PRC_RESID | PRC_RESID | PRC_RESID | PRC_RESID | PRC_RESID | PRC_RESID | PRC_RESID | PRC_RESID | PRC_RESID | PRC_RESID | PRC_RESID | PRC_RESID | PRC_RESID | PRC_RESID | PRC_RESID | PRC_RESID | PRC_RESID | PRC_RESID | PRC_RESID | PRC_RESID | PRC_RESID | PRC_RESID | PRC_RESID | PRC_RESID | PRC_RESID
[5 empty] | ACTGRP | ELCC | [6 empty] | ANNUAL |  |  | 2012 | 2017 | 2018 | 2019 | 2020 | 2021 | 2022 | 2023 | 2024 | 2025 | 2026 | 2027 | 2028 | 2029 | 2030 | 2012 | 2017 | 2018 | 2019 | 2020 | ACTGRP | PWRENV | PWRCO2S | PWRCH4S | PWRN2OS | PWRSOXS | PWRNOXS | PWRCMOX | PWRNMVS | PWRPM10 | 2012 | 2017 | 2019 | 2020 | 2021 | 2022 | 2023 | 2024 | 2025 | 2026 | 2027 | 2028 | 2029 | 2030 | 2031 | 2032 | 2033 | 2034 | 2035 | 2036 | 2037 | 2038 | 2039 | 2040 | 2045 | 2050 | 2060 | 2070
|  |  |  | ~FI_T | ANNUAL | ANNUAL | [29 empty] | DAYNITE | ANNUAL | ANNUAL | ANNUAL | ANNUAL | ANNUAL | ANNUAL | ANNUAL | ANNUAL | ANNUAL
| TechName | *TechDesc | Comm-IN | Comm-OUT | ACT_EFF | CEFF-I | STG_EFF | ACT_COST | NCAP_FOM | NCAP_COST | NCAP_TLIFE | PRC_CAPACT | NCAP_PKCNT | NCAP_BND~UP | NCAP_BND~UP | NCAP_AFA~UP~2012 | NCAP_AFA~UP~2017 | NCAP_AFA~UP~2018 | NCAP_AFA~UP~2019 | NCAP_AFA~UP~2020 | NCAP_AFA~UP~2021 | NCAP_AFA~UP~2022 | NCAP_AFA~UP~2023 | NCAP_AFA~UP~2024 | NCAP_AFA~UP~2025 | NCAP_AFA~UP~2026 | NCAP_AFA~UP~2027 | NCAP_AFA~UP~2028 | NCAP_AFA~UP~2029 | NCAP_AFA~UP~2030 | NCAP_AFA~LO~2012 | NCAP_AFA~LO~2017 | NCAP_AFA~LO~2018 | NCAP_AFA~LO~2019 | NCAP_AFA~LO~2020 | NCAP_AFC | FLO_EMIS~O | FLO_EMIS~I | FLO_EMIS~I | FLO_EMIS~I | FLO_EMIS~I | FLO_EMIS~I | FLO_EMIS~I | FLO_EMIS~I | FLO_EMIS~I | PRC_RESID~2012 | PRC_RESID~2017 | PRC_RESID~2019 | PRC_RESID~2020 | PRC_RESID~2021 | PRC_RESID~2022 | PRC_RESID~2023 | PRC_RESID~2024 | PRC_RESID~2025 | PRC_RESID~2026 | PRC_RESID~2027 | PRC_RESID~2028 | PRC_RESID~2029 | PRC_RESID~2030 | PRC_RESID~2031 | PRC_RESID~2032 | PRC_RESID~2033 | PRC_RESID~2034 | PRC_RESID~2035 | PRC_RESID~2036 | PRC_RESID~2037 | PRC_RESID~2038 | PRC_RESID~2039 | PRC_RESID~2040 | PRC_RESID~2045 | PRC_RESID~2050 | PRC_RESID~2060 | PRC_RESID~2070
* Existing Power Plants
| ETCLECAMD-E | CAMDEN | PWRCLECAMD | ELCC |  | 0.2805 |  | 9.1726 | 382.2341 | 7331.123 | 30 | 31.536 | 1 | 5 | 0 | 0.65972 | 0.54112 | 0.54584 | 0.52299 | 0.6 | 0.5581 | 0.6124 | 0.6467 | 0.6306 | 0.6306 | 0.6306 | 0.6306 | 0.6306 | 0 | 0 | 0.65972 | 0.54058 | 0.5453 | 0.51776 | 0.05 |  | 277.778 | 96.25 | 0.001 | 0.0015 | 0.86757 | 0.41577 | 0.02 | 0.005 | 0.04577 | 1.45 | 1.481 | 1.481 | 1.481 | 1.481 | 1.481 | 1.1108 | 0.55538 | 0 | 0 | 0 | 0 | 0 | 0 | 0 | 0 | 0 | 0 | 0 | 0 | 0 | 0 | 0 | 0 | 0 | 0 | 0 | 0
| ETCLEGROO-E | GROOTVLEI | PWRCLEGROO | ELCC |  | 0.25957 |  | 9.1726 | 382.2341 | 7331.123 | 30 | 31.536 | 1 | 5 | 0 | 0.57509 | 0.3675 | 0.37071 | 0.35519 | 0.8915 | 0.8915 | 0.8915 | 0 | 0 | 0 | 0 | 0 | 0 | 0 | 0 | 0.57509 | 0.36713 | 0.37033 | 0.35163 | 0.05 |  | 277.778 | 96.25 | 0.001 | 0.0015 | 0.86757 | 0.41577 | 0.02 | 0.005 | 0.04577 | 1.09 | 1.12 | 0.57 | 0.57 | 0.57 | 0.57 | 0.57 | 0.57 | 0.57 | 0.19 | 0 | 0 | 0 | 0 | 0 | 0 | 0 | 0 | 0 | 0 | 0 | 0 | 0 | 0 | 0 | 0 | 0 | 0
| ETCLEKOMA-E | KOMATI | PWRCLEKOMA | ELCC |  | 0.24202 |  | 9.1726 | 382.2341 | 7331.123 | 30 | 31.536 | 1 | 5 | 0 | 0.59229 | 0.33923 | 0.3422 | 0.32787 | 0.8739 | 0.8739 | 0.8739 | 0 | 0 | 0 | 0 | 0 | 0 | 0 | 0 | 0.59229 | 0.33889 | 0.34185 | 0.32459 | 0.05 |  | 277.778 | 96.25 | 0.001 | 0.0015 | 0.86757 | 0.41577 | 0.02 | 0.005 | 0.04577 | 0.791 | 0.904 | 0.41 | 0.205 | 0.1025 | 0 | 0 | 0 | 0 | 0 | 0 | 0 | 0 | 0 | 0 | 0 | 0 | 0 | 0 | 0 | 0 | 0 | 0 | 0 | 0 | 0 | 0 | 0
| ETCLEARNO-E | ARNOT | PWRCLEARNO | ELCC |  | 0.31 |  | 9.1726 | 382.2341 | 7331.123 | 30 | 31.536 | 1 | 5 | 0 | 0.61122 | 0.52902 | 0.53363 | 0.51129 | 0.6506 | 0.6244 | 0.6536 | 0.6227 | 0.6282 | 0.6548 | 0.6937 | 0.6742 | 0.608 | 0.5454 | 0.5458 | 0.61122 | 0.52849 | 0.5331 | 0.50618 | 0.05 |  | 277.778 | 96.25 | 0.001 | 0.0015 | 0.86757 | 0.41577 | 0.02 | 0.005 | 0.04577 | 2.232 | 2.232 | 2.232 | 2.232 | 2.232 | 2.232 | 2.232 | 2.232 | 2.232 | 1.488 | 0.744 | 0.744 | 0 | 0 | 0 | 0 | 0 | 0 | 0 | 0 | 0 | 0 | 0 | 0 | 0 | 0 | 0 | 0
| ETCLEDUVH-E | DUVHA | PWRCLEDUVH | ELCC |  | 0.33058 |  | 9.1726 | 382.2341 | 7331.123 | 30 | 31.536 | 1 | 5 | 0 | 0.5762 | 0.54923 | 0.55402 | 0.53083 | 0.5448 | 0.4967 | 0.6016 | 0.5692 | 0.6282 | 0.6112 | 0.6722 | 0.6365 | 0.5944 | 0.6091 | 0.6021 | 0.5762 | 0.54868 | 0.55347 | 0.52552 | 0.05 |  | 277.778 | 96.25 | 0.001 | 0.0015 | 0.86757 | 0.41577 | 0.02 | 0.005 | 0.04577 | 3.45 | 2.875 | 2.875 | 2.875 | 2.875 | 2.875 | 2.875 | 2.875 | 2.875 | 2.875 | 2.875 | 2.875 | 2.875 | 2.875 | 1.725 | 1.725 | 0.575 | 0 | 0 | 0 | 0 | 0 | 0 | 0 | 0 | 0 | 0 | 0
| ETCLEHEND-E | HENDRINA | PWRCLEHEND | ELCC |  | 0.26888 |  | 9.1726 | 382.2341 | 7331.123 | 30 | 31.536 | 1 | 5 | 0 | 0.58084 | 0.55584 | 0.56069 | 0.53722 | 0.6093 | 0.5596 | 0.6935 | 0.6935 | 0.6935 | 0.6935 | 0 | 0 | 0 | 0 | 0 | 0.58084 | 0.55528 | 0.56013 | 0.53184 | 0.05 |  | 277.778 | 96.25 | 0.001 | 0.0015 | 0.86757 | 0.41577 | 0.02 | 0.005 | 0.04577 | 1.865 | 1.638 | 1.293 | 1.293 | 1.1083 | 1.1083 | 0.92357 | 0.73886 | 0 | 0 | 0 | 0 | 0 | 0 | 0 | 0 | 0 | 0 | 0 | 0 | 0 | 0 | 0 | 0 | 0 | 0 | 0 | 0
| ETCLEKEND-E | KENDAL | PWRCLEKEND | ELCC |  | 0.32454 |  | 9.1726 | 382.2341 | 7331.123 | 30 | 31.536 | 1 | 5 | 0 | 0.77883 | 0.7392 | 0.74566 | 0.71444 | 0.691 | 0.7134 | 0.6547 | 0.7317 | 0.6903 | 0.7414 | 0.7536 | 0.6941 | 0.7933 | 0.7364 | 0.7294 | 0.77883 | 0.73846 | 0.74491 | 0.70729 | 0.05 |  | 277.778 | 96.25 | 0.001 | 0.0015 | 0.86757 | 0.41577 | 0.02 | 0.005 | 0.04577 | 3.84 | 3.84 | 3.84 | 3.84 | 3.84 | 3.84 | 3.84 | 3.84 | 3.84 | 3.84 | 3.84 | 3.84 | 3.84 | 3.84 | 3.84 | 3.84 | 3.84 | 3.84 | 3.84 | 3.84 | 3.84 | 3.84 | 3.2 | 3.2 | 0 | 0 | 0 | 0
| ETCLEKRIE-E | KRIEL | PWRCLEKRIE | ELCC |  | 0.31293 |  | 9.1726 | 382.2341 | 7331.123 | 30 | 31.536 | 1 | 5 | 0 | 0.66373 | 0.51428 | 0.51877 | 0.49705 | 0.541 | 0.6342 | 0.5463 | 0.5139 | 0.652 | 0.6444 | 0.6539 | 0.6889 | 0.5112 | 0.6054 | 0.6415 | 0.66373 | 0.51377 | 0.51825 | 0.49208 | 0.05 |  | 277.778 | 96.25 | 0.001 | 0.0015 | 0.86757 | 0.41577 | 0.02 | 0.005 | 0.04577 | 2.85 | 2.85 | 2.85 | 2.85 | 2.85 | 2.85 | 2.85 | 2.85 | 2.85 | 2.375 | 1.9 | 1.425 | 0.475 | 0 | 0 | 0 | 0 | 0 | 0 | 0 | 0 | 0 | 0 | 0 | 0 | 0 | 0 | 0
| ETCLELETH-E | LETHABO | PWRCLELETH | ELCC |  | 0.34 |  | 9.1726 | 382.2341 | 7331.123 | 30 | 31.536 | 1 | 5 | 0 | 0.72126 | 0.61629 | 0.62167 | 0.59564 | 0.7398 | 0.7238 | 0.7561 | 0.71 | 0.7041 | 0.7488 | 0.6847 | 0.6791 | 0.6882 | 0.7406 | 0.7336 | 0.72126 | 0.61567 | 0.62105 | 0.58969 | 0.05 |  | 277.778 | 96.25 | 0.001 | 0.0015 | 0.86757 | 0.41577 | 0.02 | 0.005 | 0.04577 | 3.558 | 3.558 | 3.558 | 3.558 | 3.558 | 3.558 | 3.558 | 3.558 | 3.558 | 3.558 | 3.558 | 3.558 | 3.558 | 3.558 | 3.558 | 3.558 | 3.558 | 3.558 | 3.558 | 2.965 | 1.779 | 1.186 | 1.186 | 0.593 | 0 | 0 | 0 | 0
| ETCLEMAJD-E | MAJUBA DRY | PWRCLEMAJU | ELCC |  | 0.3 |  | 9.1726 | 382.2341 | 7331.123 | 30 | 31.536 | 1 | 5 | 0 | 0.73613 | 0.69869 | 0.70479 | 0.67528 | 0.7305 | 0.7462 | 0.7532 | 0.7262 | 0.745 | 0.7704 | 0.7013 | 0.7218 | 0.7193 | 0.7163 | 0.7093 | 0.73613 | 0.69799 | 0.70409 | 0.66853 | 0.05 |  | 277.778 | 96.25 | 0.001 | 0.0015 | 0.86757 | 0.41577 | 0.02 | 0.005 | 0.04577 | 1.833 | 1.833 | 1.833 | 1.833 | 1.833 | 1.833 | 1.833 | 1.833 | 1.833 | 1.833 | 1.833 | 1.833 | 1.833 | 1.833 | 1.833 | 1.833 | 1.833 | 1.833 | 1.833 | 1.833 | 1.833 | 1.833 | 1.833 | 1.833 | 1.833 | 0 | 0 | 0
| ETCLEMAJW-E | MAJUBA WET | PWRCLEMAJU | ELCC |  | 0.31 |  | 9.1726 | 382.2341 | 7331.123 | 30 | 31.536 | 1 | 5 | 0 | 0.73613 | 0.69869 | 0.70479 | 0.67528 | 0.7305 | 0.7462 | 0.7532 | 0.7262 | 0.745 | 0.7704 | 0.7013 | 0.7218 | 0.7193 | 0.7163 | 0.7093 | 0.73613 | 0.69799 | 0.70409 | 0.66853 | 0.05 |  | 277.778 | 96.25 | 0.001 | 0.0015 | 0.86757 | 0.41577 | 0.02 | 0.005 | 0.04577 | 2.01 | 2.01 | 2.01 | 2.01 | 2.01 | 2.01 | 2.01 | 2.01 | 2.01 | 2.01 | 2.01 | 2.01 | 2.01 | 2.01 | 2.01 | 2.01 | 2.01 | 2.01 | 2.01 | 2.01 | 2.01 | 2.01 | 2.01 | 2.01 | 2.01 | 0.67 | 0 | 0
| ETCLEMATI-E | MATIMBA | PWRCLEMATI | ELCC |  | 0.34 |  | 9.1726 | 382.2341 | 7331.123 | 30 | 31.536 | 1 | 5 | 0 | 0.82644 | 0.80941 | 0.81648 | 0.7823 | 0.8275 | 0.8014 | 0.8164 | 0.8112 | 0.812 | 0.7837 | 0.7935 | 0.7879 | 0.7645 | 0.8011 | 0.7941 | 0.82644 | 0.8086 | 0.81566 | 0.77447 | 0.05 |  | 277.778 | 96.25 | 0.001 | 0.0015 | 0.86757 | 0.41577 | 0.02 | 0.005 | 0.04577 | 3.69 | 3.69 | 3.69 | 3.69 | 3.69 | 3.69 | 3.69 | 3.69 | 3.69 | 3.69 | 3.69 | 3.69 | 3.69 | 3.69 | 3.69 | 3.69 | 3.69 | 3.69 | 3.69 | 3.69 | 3.69 | 2.46 | 1.845 | 1.23 | 0 | 0 | 0 | 0
| ETCLEMATL-E | MATLA | PWRCLEMATL | ELCC |  | 0.3316 |  | 9.1726 | 382.2341 | 7331.123 | 30 | 31.536 | 1 | 5 | 0 | 0.72595 | 0.64697 | 0.65262 | 0.6253 | 0.673 | 0.6876 | 0.7074 | 0.7097 | 0.6949 | 0.7053 | 0.6966 | 0.691 | 0.7596 | 0.7037 | 0.6967 | 0.72595 | 0.64632 | 0.65197 | 0.61904 | 0.05 |  | 277.778 | 96.25 | 0.001 | 0.0015 | 0.86757 | 0.41577 | 0.02 | 0.005 | 0.04577 | 3.45 | 3.45 | 3.45 | 3.45 | 3.45 | 3.45 | 3.45 | 3.45 | 3.45 | 3.45 | 3.45 | 3.45 | 3.45 | 2.875 | 1.725 | 1.15 | 0.575 | 0 | 0 | 0 | 0 | 0 | 0 | 0 | 0 | 0 | 0 | 0
| ETCLETUTU-E | TUTUKA | PWRCLETUTU | ELCC |  | 0.31091 |  | 9.1726 | 382.2341 | 7331.123 | 30 | 31.536 | 1 | 5 | 0 | 0.6279 | 0.53811 | 0.54281 | 0.52008 | 0.5606 | 0.5686 | 0.5405 | 0.5915 | 0.5492 | 0.6115 | 0.5784 | 0.5737 | 0.6255 | 0.5878 | 0.5803 | 0.6279 | 0.53757 | 0.54227 | 0.51488 | 0.05 |  | 277.778 | 96.25 | 0.001 | 0.0015 | 0.86757 | 0.41577 | 0.02 | 0.005 | 0.04577 | 3.51 | 3.51 | 3.51 | 3.51 | 3.51 | 3.51 | 3.51 | 3.51 | 3.51 | 3.51 | 3.51 | 3.51 | 3.51 | 0 | 0 | 0 | 0 | 0 | 0 | 0 | 0 | 0 | 0 | 0 | 0 | 0 | 0 | 0
| ETCLEKELB-E | KELVIN B | PWRCLE | ELCC |  | 0.249 |  | 9.1726 | 382.2341 | 7331.123 | 30 | 31.536 | 1 | 5 | 0 |  | 0.32479 | [14 empty] | 0.32479 |  |  |  |  | 277.778 | [8 empty] | 0.6 | 0.6 | 0.6 | 0.6 | 0.6 | 0.6 | 0.6 | 0.6 | 0.6 | 0.6 | 0
| ETCLEPFSS-E | Sasol SSF Coal Plant | UPSCLE | UPSELC | 0.25429 |  |  | 9.1726 | 382.2341 | 7331.123 | 30 | 31.536 | 0 | 5 | 0 |  | 0.73182 | [14 empty] | 0.73182 |  |  |  |  | 277.778 | [8 empty] | 0.6 | [12 empty] | 0
| ETCLEPFSI-E | Sasol Infrachem Coal Plant | INDCLE | ICPELC | 0.25429 |  |  | 9.1726 | 382.2341 | 7331.123 | 30 | 31.536 | 0 | 5 | 0 |  | 0.55688 | [14 empty] | 0.55688 |  |  |  |  | 277.778 | [8 empty] | 0.128 | 0.128 | 0.128 | 0.128 | 0.128 | 0.128 | 0.128 | 0.128 | 0.128 | 0.128 | 0.128 | 0.128 | 0.128 | 0.128 | 0.128 | 0.128 | 0.128 | 0.128 | 0.128 | 0.128 | 0.128 | 0.128 | 0.128 | 0.128 | 0 | 0
| ETODSGT-E | OCGT liquid fuels Existing | PWRODS | ELCC | 0.32271 |  |  | 0 | 66.4952 | 1548.8373 | 30 | 31.536 | 1 | 5 | 0 |  | 0.9588 | [14 empty] | 0.0029606 | 0.028782 | 0.070907 | 0.01 |  | 277.778 | [8 empty] | 2.4 | 2.4 | 2.4 | 2.4 | 2.4 | 2.4 | 2.4 | 2.4 | 2.4 | 2.4 | 2.1 | 2.1 | 2.1 | 2.1 | 2.1 | 2.1 | 2.1 | 2.1 | 2.1 | 2.1 | 2.1 | 2.1 | 2.1 | 0
| ERHYD-E | Hydro Existing South Africa | PWRHYD | ELCC | 1 |  |  | 0 | 41.3618 | 4292.9627 | 50 | 31.536 | 1 | 5 | 0 |  | 0.12002 | [14 empty] | 0.12002 | [13 empty] | 0.665 | 0.665 | 0.665 | 0.665 | 0.665 | 0.665 | 0.665 | 0.665 | 0.665 | 0.665 | 0.665 | 0.665 | 0.665 | 0.665 | 0.665 | 0.665 | 0.665 | 0.665 | 0.665 | 0.665 | 0.665 | 0.665 | 0.665 | 0.665 | 0.665 | 0.665
| ERHYD-I | Hydro Existing Region |  | ELCC |  |  |  | 94.4444 | 41.3618 | 4292.9627 | 50 | 31.536 | 1 | 5 | 0 |  | 0.68987 | [14 empty] | 0.68987 | [13 empty] | 1.5 | [24 empty] | 1.5
| ETNUC-E | Nuclear Existing | PWRNUC | ELCC | 0.32002 |  |  | 0 | 400.328 | 13714.8236 | 50 | 31.536 | 1 | 5 | 0 |  | 0.92602 | 0.64727 | 0.83382 | 0.8416 | 0.8296 | 0.7032 | 0.9008 | 0.8646 | 0.7493 | 0.9004 | 0.895 | 0.9211 | 0.845 | 0.8454 |  | 0.92602 | 0.64663 | 0.83298 | 0.64663 |  | 277.778 | [8 empty] | 1.86 | 1.86 | 1.86 | 1.86 | 1.86 | 1.86 | 1.86 | 1.86 | 1.86 | 1.86 | 1.86 | 1.86 | 1.86 | 1.86 | 1.86 | 1.86 | 1.86 | 1.86 | 1.86 | 1.86 | 1.86 | 1.86 | 1.86 | 1.86 | 0
| EPTSTO-E | Pump Storage All Existing - Single Storage Tech | ELCC | ELCC |  |  | 0.73 | 0 | 4.4737 | 4230.6972 | 50 | 31.536 | 1 | 5 | 0 | [20 empty] | 1 | [9 empty] | 1.58 | 1.58 | 1.58 | 1.58 | 1.58 | 1.58 | 1.58 | 1.58 | 1.58 | 1.58 | 1.58 | 1.58 | 1.58 | 1.58 | 1.58 | 1.58 | 1.58 | 1.58 | 1.58 | 1.58 | 1.58 | 1.58 | 1.58 | 1.58 | 1.58 | 1.58
Note on G3: [Threaded comment] Your version of Excel allows you to read this threaded comment; however, any edits to it will get removed if the file is opened in a newer version of Excel. Learn more: https://go.microsoft.com/fwlink/?linkid=870924 Comment: This is needed when auxiliary commodities are included
Note on K3: [Threaded comment] Your version of Excel allows you to read this threaded comment; however, any edits to it will get removed if the file is opened in a newer version of Excel. Learn more: https://go.microsoft.com/fwlink/?linkid=870924 Comment: scaled cost of new plant to match 2012 SAM. The cost is required in order to scale the capital intensity of the electricity sector in the CGE over time. This will have to be reviewed when we move to the 2017 and later SAMs.
Note on L3: [Threaded comment] Your version of Excel allows you to read this threaded comment; however, any edits to it will get removed if the file is opened in a newer version of Excel. Learn more: https://go.microsoft.com/fwlink/?linkid=870924 Comment: Since Resid is fixed, and life-extensions exogenous, Life here is only used to calculate the annualised investment cost.
Note on N3: [Threaded comment] Your version of Excel allows you to read this threaded comment; however, any edits to it will get removed if the file is opened in a newer version of Excel. Learn more: https://go.microsoft.com/fwlink/?linkid=870924 Comment: This doesn't seem to be working in current version.
Note on AJ4: [Threaded comment] Your version of Excel allows you to read this threaded comment; however, any edits to it will get removed if the file is opened in a newer version of Excel. Learn more: https://go.microsoft.com/fwlink/?linkid=870924 Comment: set to 40% except where performance is currently lower.
Note on AM9: [Threaded comment] Your version of Excel allows you to read this threaded comment; however, any edits to it will get removed if the file is opened in a newer version of Excel. Learn more: https://go.microsoft.com/fwlink/?linkid=870924 Comment: As specified by Eskom
Note on AN9: [Threaded comment] Your version of Excel allows you to read this threaded comment; however, any edits to it will get removed if the file is opened in a newer version of Excel. Learn more: https://go.microsoft.com/fwlink/?linkid=870924 Comment: other emissions from IPCC, no FGD assumed except on Kusile. Emissions change for retrofit specified in retrofit scenario.
Note on G23: [Threaded comment] Your version of Excel allows you to read this threaded comment; however, any edits to it will get removed if the file is opened in a newer version of Excel. Learn more: https://go.microsoft.com/fwlink/?linkid=870924 Comment: from NIRP3 table
Note on AM24: [Threaded comment] Your version of Excel allows you to read this threaded comment; however, any edits to it will get removed if the file is opened in a newer version of Excel. Learn more: https://go.microsoft.com/fwlink/?linkid=870924 Comment: Emissions accounted for in fuel supply
Note on R26: [Threaded comment] Your version of Excel allows you to read this threaded comment; however, any edits to it will get removed if the file is opened in a newer version of Excel. Learn more: https://go.microsoft.com/fwlink/?linkid=870924 Comment: IRP 2019 Table 6 (Gourikwa)
Note on AG26: [Threaded comment] Your version of Excel allows you to read this threaded comment; however, any edits to it will get removed if the file is opened in a newer version of Excel. Learn more: https://go.microsoft.com/fwlink/?linkid=870924 Comment: IRP 2019 Table 6 (Gourikwa)
Note on AJ26: [Threaded comment] Your version of Excel allows you to read this threaded comment; however, any edits to it will get removed if the file is opened in a newer version of Excel. Learn more: https://go.microsoft.com/fwlink/?linkid=870924 Comment: assumption
Note on AU26: [Threaded comment] Your version of Excel allows you to read this threaded comment; however, any edits to it will get removed if the file is opened in a newer version of Excel. Learn more: https://go.microsoft.com/fwlink/?linkid=870924 Comment: Acacia (171), Atlantis(1323), Mossel Bay (Gouwrika 735), Port Rex (171)
Note on AU27: [Threaded comment] Your version of Excel allows you to read this threaded comment; however, any edits to it will get removed if the file is opened in a newer version of Excel. Learn more: https://go.microsoft.com/fwlink/?linkid=870924 Comment: Gariep (360), Vanderkloof (240),mini hydro (65),
Note on I28: [Threaded comment] Your version of Excel allows you to read this threaded comment; however, any edits to it will get removed if the file is opened in a newer version of Excel. Learn more: https://go.microsoft.com/fwlink/?linkid=870924 Comment: from Eskom's Revenue Application, orifinal unit in R/kWh.
Note on U29: [Threaded comment] Your version of Excel allows you to read this threaded comment; however, any edits to it will get removed if the file is opened in a newer version of Excel. Learn more: https://go.microsoft.com/fwlink/?linkid=870924 Comment: From IRP2019 Table 6

## ProcDataGen2012On
ProcData | REGION1 | [16 empty] | * | * | * | * | * |  |  | * | * | [21 empty] | * | * | * | * | * | * | * | * | * | [7 empty] | * | [7 empty] | * | * | * | * | *
ProcDataGen2012On
[7 empty] | Main activity efficiency | Flow Efficiency | Pump storage efficiency | Variable Cost R/GJ | Fixed Cost R/kW | Overnight Investment Cost | Lead time | Life | Capacity to Activity | Peak Contribution | Environmental Levy | Annual Availability | Annual Availability | Annual Availability | Annual Availability | Annual Availability | Annual Availability | Annual Availability | Annual Availability | Annual Availability | Annual Availability | Annual Availability | Annual Availability | Annual Availability | Annual Availability | Annual Availability | Annual Availability | Annual Availability | Annual Availability | Annual Availability | Availability for pump storage | Combustion Emissions [Only Eskom plants using new formulation for not, other plants emissions are captured by fuel supply technologies] | [6 empty] | First Year | Total Capacity Limit | Total Capacity Limit | Committed New Capacity
[7 empty] | ACT_EFF | FLO_EFF-I | STG_EFF | ACT_COST | NCAP_FOM | NCAP_COST | NCAP_ILED | NCAP_TLIFE | PRC_CAPACT | NCAP_PKCNT | FLO_EMIS-O | NCAP_AFA-LO | NCAP_AFA-LO | NCAP_AFA-LO | NCAP_AFA-LO | NCAP_AFA-LO | NCAP_AFA-LO | NCAP_AFA-UP | NCAP_AFA-UP | NCAP_AFA-UP | NCAP_AFA-UP | NCAP_AFA-UP | NCAP_AFA-UP | NCAP_AFA-UP | NCAP_AFA-UP | NCAP_AFA-UP | NCAP_AFA-UP | NCAP_AFA-UP | NCAP_AFA-UP | NCAP_AFA-UP | NCAP_AFC | FLO_EMIS-I | FLO_EMIS-I | FLO_EMIS-I | FLO_EMIS-I | FLO_EMIS-I | FLO_EMIS-I | FLO_EMIS-I | NCAP_START | CAP_BND-UP | CAP_BND-UP | NCAP_BND-FX | NCAP_BND-FX | NCAP_BND-FX | NCAP_BND-FX | NCAP_BND-FX | NCAP_BND-FX | NCAP_BND-FX | NCAP_BND-FX | NCAP_BND-FX | NCAP_BND-FX | NCAP_BND-FX | NCAP_BND-FX | NCAP_BND-FX | NCAP_BND-FX | NCAP_BND-UP | NCAP_BND-UP | NCAP_BND-UP | NCAP_BND-UP | NCAP_BND-UP | NCAP_BND-UP | NCAP_BND-UP | NCAP_BND-UP | NCAP_BND-UP | NCAP_BND-UP | NCAP_BND-UP | NCAP_BND-UP | NCAP_BND-UP | NCAP_BND-UP | NCAP_BND-UP
[7 empty] | ACTGRP | ELCC | [7 empty] | ANNUAL | PWRENV | 2012 | 2017 | 2018 | 2019 | 2020 | 2021 |  | 2017 | 2020 | 2021 | 2022 | 2023 | 2024 | 2025 | 2026 | 2027 | 2028 | 2029 | 2030 | ACTGRP | PWRCO2S | PWRCH4S | PWRN2OS | PWRSOXS | PWRNOXS | PWRCMOX | PWRNMVS |  |  |  | 2012 | 2013 | 2014 | 2015 | 2016 | 2017 | 2018 | 2019 | 2020 | 2021 | 2022 | 2023 | 2024 | 2025 |  |  | 2020 | 2021 | 2022 | 2023 | 2024 | 2025 | 2026 | 2030 | 2035 | 2037 | 2040 | 2045 | 2050
[5 empty] | ~FI_T |  | ANNUAL | ANNUAL | [8 empty] | ANNUAL | [19 empty] | DAYNITE | ANNUAL | ANNUAL | ANNUAL | ANNUAL | ANNUAL | ANNUAL | ANNUAL
| TechName | TechDesc | *ProcUnits | Comm-IN | Comm-OUT | *Activity I/O | ACT_EFF | CEFF-I | STG_EFF | ACT_COST | NCAP_FOM | NCAP_COST | NCAP_ILED | NCAP_TLIFE | PRC_CAPACT | NCAP_PKCNT | FLO_EMIS~O | NCAP_AFA~LO~2012 | NCAP_AFA~LO~2017 | NCAP_AFA~LO~2018 | NCAP_AFA~LO~2019 | NCAP_AFA~LO~2020 | NCAP_AFA~LO~2021 | NCAP_AFA~UP | NCAP_AFA~UP~2017 | NCAP_AFA~UP~2020 | NCAP_AFA~UP~2021 | NCAP_AFA~UP~2022 | NCAP_AFA~UP~2023 | NCAP_AFA~UP~2024 | NCAP_AFA~UP~2025 | NCAP_AFA~UP~2026 | NCAP_AFA~UP~2027 | NCAP_AFA~UP~2028 | NCAP_AFA~UP~2029 | NCAP_AFA~UP~2030 | NCAP_AFC | FLO_EMIS-I | FLO_EMIS-I | FLO_EMIS-I | FLO_EMIS-I | FLO_EMIS-I | FLO_EMIS-I | FLO_EMIS-I | NCAP_START | CAP_BND~UP | CAP_BND~UP | NCAP_BND~FX~2012 | NCAP_BND~FX~2013 | NCAP_BND~FX~2014 | NCAP_BND~FX~2015 | NCAP_BND~FX~2016 | NCAP_BND~FX~2017 | NCAP_BND~FX~2018 | NCAP_BND~FX~2019 | NCAP_BND~FX~2020 | NCAP_BND~FX~2021 | NCAP_BND~FX~2022 | NCAP_BND~FX~2023 | NCAP_BND~FX~2024 | NCAP_BND~FX~2025 | 0
* New Power Plants - Grid |  |  |  |  | ELCC | [56 empty] | 5
| ETCLEMEDU-N | MEDUPI | PJ,GW | PWRCLEMEDU | ELCC |  |  | 0.371 |  | 9.1726 | 382.2341 | 36529.0568 | -6 | 30 | 31.536 | 1 | 277.778 | 0.4 | 0.79 |  |  | 0.55 | 0.05 |  | 0.8 | 0.7564 | 0.7923 | 0.8422 | 0.8358 | 0.852 | 0.819 | 0.8599 | 0.8666 | 0.7952 | 0.8176 | 0.8106 |  | 96.25 | 0.001 | 0.0015 | 0.93059 | 0.19684 | 0.02 | 0.005 |  | 3 | 7.942 | 0 | 0 | 0 | 0.722 | 0.722 | 0 | 0.722 | 0.722 | 0.722 | 3.61 | 0 | 0 | 0 | 0.722 | 5 | [8 empty] | 0
| ETCLEKUSI-N | KUSILE | PJ,GW | PWRCLEKUSI | ELCC |  |  | 0.3669 |  | 9.1726 | 382.2341 | 36529.0568 | -6 | 30 | 31.536 | 1 | 277.778 |  | 0.2215 |  |  | 0.4 | 0.05 |  | 0.55218 | 0.7564 | 0.7923 | 0.8422 | 0.8358 | 0.852 | 0.819 | 0.8599 | 0.8666 | 0.7952 | 0.8176 | 0.8106 |  | 96.25 | 0.001 | 0.0015 | 0.065141 | 0.19684 | 0.02 | 0.005 |  | 3 | 6.399 |  |  |  |  | 0 | 0.711 | 0 | 0 | 1.422 | 2.133 | 0 | 0.711 | 1.422 | 0 | 5 | [6 empty] | 0 |  | 0
| ETCLEWATE-N | Generic Waterberg Coal Plant | PJ,GW | PWRCLEMEDU | ELCC |  |  | 0.438 |  | 22.4063 | 932.5803 | 39334.6115 | -4 | 30 | 31.536 | 1 | 277.778 | 0.4 | [5 empty] | 0.8 | [13 empty] | 96.25 | 0.001 | 0.0015 | 0.065141 | 0.19684 | 0.02 | 0.005 | 2026
| ETCLE-CCS-N | Generic Waterberg Coal Plant with CCS | PJ,GW | PWRCLEMEDU | ELCC |  |  | 0.32631 |  | 41.3388 | 1590.0316 | 76086.9404 | -4 | 30 | 31.536 | 1 | 277.778 | 0.4 | [5 empty] | 0.8 | [13 empty] | 9.629 | 0.001 | 0.0015 | 0.065141 | 0.029642 | 0.02 | 0.0048156 | 2030
| EPTSTO-N | Pumped Storage New Ingula - Single Storage Tech | PJ,GW | ELCC | ELCC |  |  |  | 0.78 |  | 183.0961 | 22451 | -6 | 50 | 31.536 | 1 | [20 empty] | 0.657 | [8 empty] | 3 | 2.64 |  |  |  | 0 | 0.99 | 0.33 | 0 |  |  | 1.32
| ETODSGT-N | DOE Peakers | PJ,GW | PWRODS | ELCC |  |  | 0.313 |  | 0.66996 | 161.683 | 9065.5024 | -2 | 30 | 31.536 | 1 |  | 0.05 | 0.0029606 | 0.028782 | 0.070907 |  |  | 0.8 | [13 empty] | 74.0667 | 0.003 | 0.0006 | 0.2529 | 0.2 | 0.015 | 0.005 |  | 3 | 2.01 |  |  | 0 | 0.335 | 0.67 | 0 |  |  |  | 1.005
| ETCLDFB-N | Fluidised Bed Combustion Coal | PJ,GW | PWRCLD | ELCC |  |  | 0.36 |  | 48.485 | 627.0799 | 47478.4316 | -4 | 30 | 31.536 | 1 | 277.778 | 0.79 | [5 empty] | 0.8 | [13 empty] | 96.25 | 0 | 0.08629 | 0.065141 | 0.19684 | 0.02 | 0.005 | 2026
| ERHYD-N | Micro hydro | PJ,GW | PWRHYD | ELCC |  |  | 1 |  | 0 |  | 11515.6696 | -2 | 50 | 31.536 | 1 | [7 empty] | 0.12002 | [21 empty] | 3 | 0.01 | [9 empty] | 0.0045
| ETNUC-N | Nuclear Mid | PJ,GW | PWRNUC | ELCC |  |  | 0.348 |  | 10.3595 | 976.7975 | 68550.4186 | -8 | 60 | 31.536 | 1 | 277.778 | [6 empty] | 0.85 | [20 empty] | 2030
| ERSOLTC09-N | Solar Central Receiver 09 hrs storage | PJ,GW | PWRSOL | ELCC |  |  | 1 |  | 0.24813 |  |  | -3 | 30 | 31.536 | 1 | [31 empty] | 0 | 0 | 0 | 0.1 | 0.05 | 0.05 | 0.1 | 0.2 | 0 | 0.5 | 0 | 0 | 0.1
| ERSOLPCF-N | Solar PV Fixed | PJ,GW | PWRSOL | ELCC |  |  | 1 |  | 0 | 269.7694 |  | -1 | 25 | 31.536 | [32 empty] | 0 | 0 | 0.19 | 0.334 | 0.005 | 0.435 | 0 | 0 | 0 | 0.964 | 0
| ERSOLPCT-N | Solar PV tracking | PJ,GW | PWRSOL | ELCC |  |  | 1 |  | 0 | 285.8484 |  | -1 | 25 | 31.536 | [32 empty] | 0 | 0 | 0.02 | 0.419 | 0 | 0.075 | 0 | 0 | 0 | 0.683 | 0.055 | 0.66965 | [7 empty] | 1.596 | 2.575 | 2.575
| ERWNDH-N | Wind | PJ,GW | PWRWND | ELCC |  |  | 1 |  | 0 | 611.0009 |  | -2 | 20 | 31.536 | [32 empty] | 0 | 0 | 0.257 | 0.371 | 0.551 | 0.394 | 0.621 | 0 | 0 | 0.416 | 0.528 | 0.47376 |  |  | 5 |  |  |  |  | 0.11 | 1.888 | 2.76 | 6 | 8 | 10 | 12.8 | 28 | 40 | 30
| ERHYDGIW-I | Grand Inga | PJ,GW |  | ELCC |  | 1 |  |  |  |  | 51227.1075 | -5 | 50 | 31.536 | 1 | [7 empty] | 0.78 | [20 empty] | 2025 | 3 | 2.5 | [13 empty] | 0.75 | 5 | [7 empty] | 0
| ETGICGT-N | Open Cycle Gas Turbine - LNG | PJ,GW | PWRGIC | ELCC |  |  | 0.313 |  | 0.66996 | 161.683 | 9065.5024 | -2 | 30 | 31.536 | 1 | 277.778 | 0.05 | [5 empty] | 0.85 | [13 empty] | 56.1 | 0.001 | 0.0001 | 0 | 0.15 | 0.02 | 0.005 | 2025
| ETHGNGT-N | Hydrogen Turbine or FuelCell | PJ,GW | PWRHGN | ELCC |  |  | 50% |  | 74.6293 |  | 23508.24 | -2 | 30 | 31.536 | 1 | 277.778 | 0.05 | [5 empty] | 0.85 | [20 empty] | 2026
| ETGICCC-N | Combined Cycle Gas Turbine - LNG | PJ,GW | PWRGIC | ELCC |  |  | 0.487 |  | 6.1289 | 167.0426 | 9954.7588 | -2 | 30 | 31.536 | 1 | 277.778 | 0.1 | [5 empty] | 0.85 | [13 empty] | 56.1 | 0.001 | 0.0001 | 0 | 0.15 | 0.02 | 0.005 | 2026
| ETGICCC-CCS-N | Combined Cycle Gas Turbine - LNG with CCS | PJ,GW | PWRGIC | ELCC |  |  | 0.405 |  | 9.5283 | 396.6146 | 21874.7251 | -2 | 30 | 31.536 | 1 | 277.778 | 0.05 | [5 empty] | 0.85 | [13 empty] | 6.4202 | 0.001 | 0.0001 | 0 | 0.15 | 0.02 | 0.005 | 2036
| ETGICEN-N | Gas Engines - LNG | PJ,GW | PWRGIC | ELCC |  |  | 0.45 |  | 19.6024 | 425.1994 | 14143.5987 | -2 | 20 | 31.536 | 1 | 277.778 | 0.05 | [5 empty] | 0.85 | [13 empty] | 56.1 | 0.001 | 0.0001 | 0 | 0.15 | 0.02 | 0.005 | 2023 | [13 empty] | 0.09888
| ERBIO-N | Biomass municipal waste | PJ,GW | PWRBIO | ELCC |  |  | 0.45 |  | 31.9842 | 1594.4979 | 18911.4432 | -3 | 25 | 31.536 | 1 | [7 empty] | 0.85 | [37 empty] | 3 | 0
| ERBIG-N | Landfill gas | PJ,GW | PWRBIG | ELCC |  |  | 0.45 |  | 17.2948 | 1594.4979 | 18911.4432 | -3 | 25 | 31.536 | 1 | [7 empty] | 0.85 | [37 empty] | 3 | 0
| ESTSUTL | Utility Scale Storage - 4hrs | PJ,GW | ELCC | ELCC |  |  |  | 0.89 |  | 622.6135 |  | -1 | 15 | 31.536 | 1 | [7 empty] | 0.85 | [12 empty] | 0.166 | [7 empty] | 2023 | [13 empty] | 0.72588 | 0.738 | 0.144 | 3 |  | 1 | 1 | 1 | 1 | 1 | 2 | 2 | 3 | 10 | 12.8
* New Power Plants - On-site | [14 empty] | 31.536
| ERSOLPRC-N | Solar PV rooftop commercial | PJ,GW | PWRSOL | COMELC |  | 1 |  |  |  | 312.9325 |  | -1 | 25 | 31.536 | [32 empty] | 0 | 0 | 0 | 0.1232 | 0.0768 | 0.1072 | 0.16 | 0.24 | 0.245 | 0.28 |  |  |  |  | 3 |  | 1 | 1 | 1 | 1 | 1 | 1 | 1 | 3 | 10 | 12.8
| ERSOLPRR-N | Solar PV rooftop residential | PJ,GW | PWRSOL | RESELC |  | 1 |  |  |  | 472.0964 |  | -1 | 25 | 31.536 | [32 empty] | 0 | 0 | 0 | 0.0154 | 0.0096 | 0.0134 | 0.02 | 0.03 | 0.035 | 0.04 |  |  |  |  | 3 |  | 1 | 1 | 1 | 1 | 1 | 1 | 1 | 3 | 10 | 12.8
| ERSOLPRI-N | Solar PV rooftop Industry | PJ,GW | PWRSOL | INDELC |  | 1 |  |  |  | 312.9325 |  | -1 | 25 | 31.536 | [32 empty] | 0 | 0 | 0 | 0.0154 | 0.0096 | 0.0134 | 0.02 | 0.03 | 0.07 | 0.08 |  |  |  |  | 3 |  | 1 | 1 | 1 | 1 | 1 | 1 | 1 | 3 | 10 | 12.8
| ETGASENSS-N | Sasol SSF Gas Plant | PJ,GW | PWRGAS | UPSELC |  | 0.33 |  |  | 0.66996 | 161.683 | 9065.5024 | -2 | 30 | 31.536 |  | 277.778 |  | 0.79636 |  |  |  | 0 | 0.85 | [21 empty] | 3 | 0.249 | 0.249 | 0
| ETGASENSI-N | Sasol Infrachem Gas Plant | PJ,GW | PWRGAS | ICPELC |  | 0.45 |  |  | 19.6024 | 425.1994 | 14143.5987 | -2 | 30 | 31.536 |  | 277.778 |  | 0.51835 |  |  |  |  | 0.85 | [21 empty] | 3 | 0.172 | 0.172 | 0
Note on AX1: [Threaded comment] Your version of Excel allows you to read this threaded comment; however, any edits to it will get removed if the file is opened in a newer version of Excel. Learn more: https://go.microsoft.com/fwlink/?linkid=870924 Comment: 2013 and 2014 excluded from milestone years in prelim runs, may add them later if needed.
Note on I3: [Threaded comment] Your version of Excel allows you to read this threaded comment; however, any edits to it will get removed if the file is opened in a newer version of Excel. Learn more: https://go.microsoft.com/fwlink/?linkid=870924 Comment: This is needed when auxiliary commodities are included
Note on K3: [Threaded comment] Your version of Excel allows you to read this threaded comment; however, any edits to it will get removed if the file is opened in a newer version of Excel. Learn more: https://go.microsoft.com/fwlink/?linkid=870924 Comment: Mostly taken from IRP 2019
Note on N3: [Threaded comment] Your version of Excel allows you to read this threaded comment; however, any edits to it will get removed if the file is opened in a newer version of Excel. Learn more: https://go.microsoft.com/fwlink/?linkid=870924 Comment: -ve lead times means that capacity will show +ve the year NCAP is +ve
Note on O3: [Threaded comment] Your version of Excel allows you to read this threaded comment; however, any edits to it will get removed if the file is opened in a newer version of Excel. Learn more: https://go.microsoft.com/fwlink/?linkid=870924 Comment: Taken from EPRI 2017, except if stated otherwise
Note on H4: [Threaded comment] Your version of Excel allows you to read this threaded comment; however, any edits to it will get removed if the file is opened in a newer version of Excel. Learn more: https://go.microsoft.com/fwlink/?linkid=870924 Comment: Mostly taken from EPRI 2017
Note on G7: If Process Activity is: Output-based, leave blank. Input-based, insert I.
Note on X9: [Threaded comment] Your version of Excel allows you to read this threaded comment; however, any edits to it will get removed if the file is opened in a newer version of Excel. Learn more: https://go.microsoft.com/fwlink/?linkid=870924 Comment: Assumption, that could be contested.
Note on AP9: [Threaded comment] Your version of Excel allows you to read this threaded comment; however, any edits to it will get removed if the file is opened in a newer version of Excel. Learn more: https://go.microsoft.com/fwlink/?linkid=870924 Comment: EPRI 2017
Note on I10: [Threaded comment] Your version of Excel allows you to read this threaded comment; however, any edits to it will get removed if the file is opened in a newer version of Excel. Learn more: https://go.microsoft.com/fwlink/?linkid=870924 Comment: from EPRI 2017
Note on L10: [Threaded comment] Your version of Excel allows you to read this threaded comment; however, any edits to it will get removed if the file is opened in a newer version of Excel. Learn more: https://go.microsoft.com/fwlink/?linkid=870924 Comment: based on Meridian LCOE workbook, which uses actual expenditure Reply: Changed from 845 to the same as existing fleet.
Note on M10: [Threaded comment] Your version of Excel allows you to read this threaded comment; however, any edits to it will get removed if the file is opened in a newer version of Excel. Learn more: https://go.microsoft.com/fwlink/?linkid=870924 Comment: based on Meridian LCOE workbook, which uses actual expenditure
Note on AP10: [Threaded comment] Your version of Excel allows you to read this threaded comment; however, any edits to it will get removed if the file is opened in a newer version of Excel. Learn more: https://go.microsoft.com/fwlink/?linkid=870924 Comment: https://www.ge.com/news/press-releases/eskoms-kusile-wet-flue-gas-desulphurization-plant-achieves-93-removal-efficiency
Note on AQ10: [Threaded comment] Your version of Excel allows you to read this threaded comment; however, any edits to it will get removed if the file is opened in a newer version of Excel. Learn more: https://go.microsoft.com/fwlink/?linkid=870924 Comment: not sure how those are affected by the FGD
Note on BH10: [Threaded comment] Your version of Excel allows you to read this threaded comment; however, any edits to it will get removed if the file is opened in a newer version of Excel. Learn more: https://go.microsoft.com/fwlink/?linkid=870924 Comment: Eskom Medium Adequacy Report 2019 Reply: adjusted again using Medium adequacy report from 2020
Note on E11: [Threaded comment] Your version of Excel allows you to read this threaded comment; however, any edits to it will get removed if the file is opened in a newer version of Excel. Learn more: https://go.microsoft.com/fwlink/?linkid=870924 Comment: Assumes new plants will get similar contract to Medupi
Note on I11: [Threaded comment] Your version of Excel allows you to read this threaded comment; however, any edits to it will get removed if the file is opened in a newer version of Excel. Learn more: https://go.microsoft.com/fwlink/?linkid=870924 Comment: assuming HELE with dry cooling
Note on I12: [Threaded comment] Your version of Excel allows you to read this threaded comment; however, any edits to it will get removed if the file is opened in a newer version of Excel. Learn more: https://go.microsoft.com/fwlink/?linkid=870924 Comment: assuming HELE with dry cooling with same CCS penalty as PF (as per EPRI)
Note on M13: [Threaded comment] Your version of Excel allows you to read this threaded comment; however, any edits to it will get removed if the file is opened in a newer version of Excel. Learn more: https://go.microsoft.com/fwlink/?linkid=870924 Comment: project cost adjusted
Note on M14: [Threaded comment] Your version of Excel allows you to read this threaded comment; however, any edits to it will get removed if the file is opened in a newer version of Excel. Learn more: https://go.microsoft.com/fwlink/?linkid=870924 Comment: EPRI adjusted for inflation and 10% ODC
Note on AZ14: bruno merven: DOE peaker project: Dedisa (Eastern Cape). Updated November 2013: http://www.engineeringnews.co.za/article/department-of-energy-peaker-projects-south-africa-2013-09-06
Note on BA14: bruno merven: DOE peaker project: Avon (Kwazulu-Natal)
Note on I15: [Threaded comment] Your version of Excel allows you to read this threaded comment; however, any edits to it will get removed if the file is opened in a newer version of Excel. Learn more: https://go.microsoft.com/fwlink/?linkid=870924 Comment: Burton Ireland 2018.
Note on M15: [Threaded comment] Your version of Excel allows you to read this threaded comment; however, any edits to it will get removed if the file is opened in a newer version of Excel. Learn more: https://go.microsoft.com/fwlink/?linkid=870924 Comment: IRP 2019 + 10% ODC cost (compares well to Coal IPP study costs).
Note on M16: [Threaded comment] Your version of Excel allows you to read this threaded comment; however, any edits to it will get removed if the file is opened in a newer version of Excel. Learn more: https://go.microsoft.com/fwlink/?linkid=870924 Comment: IRP 2019 + 10% ODC cost
Note on N17: [Threaded comment] Your version of Excel allows you to read this threaded comment; however, any edits to it will get removed if the file is opened in a newer version of Excel. Learn more: https://go.microsoft.com/fwlink/?linkid=870924 Comment: EPRI 2017, figure 4-1, first and last year combined.
Note on BI18: [Threaded comment] Your version of Excel allows you to read this threaded comment; however, any edits to it will get removed if the file is opened in a newer version of Excel. Learn more: https://go.microsoft.com/fwlink/?linkid=870924 Comment: ACWA Redstone project delayed - see https://www.acwapower.com/en/projects/redstone-csp-ipp/
Note on BW21: [Threaded comment] Your version of Excel allows you to read this threaded comment; however, any edits to it will get removed if the file is opened in a newer version of Excel. Learn more: https://go.microsoft.com/fwlink/?linkid=870924 Comment: 2 years in period
Note on BX21: [Threaded comment] Your version of Excel allows you to read this threaded comment; however, any edits to it will get removed if the file is opened in a newer version of Excel. Learn more: https://go.microsoft.com/fwlink/?linkid=870924 Comment: 4 years in period
Note on BY21: [Threaded comment] Your version of Excel allows you to read this threaded comment; however, any edits to it will get removed if the file is opened in a newer version of Excel. Learn more: https://go.microsoft.com/fwlink/?linkid=870924 Comment: 5 years in period
Note on BZ21: [Threaded comment] Your version of Excel allows you to read this threaded comment; however, any edits to it will get removed if the file is opened in a newer version of Excel. Learn more: https://go.microsoft.com/fwlink/?linkid=870924 Comment: 3 years in period
Note on M22: [Threaded comment] Your version of Excel allows you to read this threaded comment; however, any edits to it will get removed if the file is opened in a newer version of Excel. Learn more: https://go.microsoft.com/fwlink/?linkid=870924 Comment: 2400$/kW from IRENA, 4$ billion for transmission (https://www.dailymaverick.co.za/article/2019-12-13-the-grand-inga-dam-project-poses-fiscal-risks-similar-to-the-controversial-arms-deal/#gsc.tab=0)
Note on Y22: [Threaded comment] Your version of Excel allows you to read this threaded comment; however, any edits to it will get removed if the file is opened in a newer version of Excel. Learn more: https://go.microsoft.com/fwlink/?linkid=870924 Comment: IRENA model
Note on AM26: [Threaded comment] Your version of Excel allows you to read this threaded comment; however, any edits to it will get removed if the file is opened in a newer version of Excel. Learn more: https://go.microsoft.com/fwlink/?linkid=870924 Comment: 42 and 367 from EPRI 2017 table 9-1 KgCO2/MWh with and without CCS
Note on F28: [Threaded comment] Your version of Excel allows you to read this threaded comment; however, any edits to it will get removed if the file is opened in a newer version of Excel. Learn more: https://go.microsoft.com/fwlink/?linkid=870924 Comment: Centralised status given based on NERSA2018 data.
Note on L28: [Threaded comment] Your version of Excel allows you to read this threaded comment; however, any edits to it will get removed if the file is opened in a newer version of Excel. Learn more: https://go.microsoft.com/fwlink/?linkid=870924 Comment: from sugar study - Green Cape
Note on M28: [Threaded comment] Your version of Excel allows you to read this threaded comment; however, any edits to it will get removed if the file is opened in a newer version of Excel. Learn more: https://go.microsoft.com/fwlink/?linkid=870924 Comment: based on sugar study - MSc Nagel
Note on BH30: [Threaded comment] Your version of Excel allows you to read this threaded comment; however, any edits to it will get removed if the file is opened in a newer version of Excel. Learn more: https://go.microsoft.com/fwlink/?linkid=870924 Comment: From RMIPPP and Eskom
Note on M35: [Threaded comment] Your version of Excel allows you to read this threaded comment; however, any edits to it will get removed if the file is opened in a newer version of Excel. Learn more: https://go.microsoft.com/fwlink/?linkid=870924 Comment: EPRI adjusted for inflation and 10% ODC
Note on M36: [Threaded comment] Your version of Excel allows you to read this threaded comment; however, any edits to it will get removed if the file is opened in a newer version of Excel. Learn more: https://go.microsoft.com/fwlink/?linkid=870924 Comment: EPRI adjusted for inflation and 10% ODC

## ProcDataIRP
REGION1
ProcDataIRP
[7 empty] | NCAP_BND-FX | NCAP_BND-FX | NCAP_BND-FX | NCAP_BND-FX | NCAP_BND-FX | NCAP_BND-FX | NCAP_BND-FX | NCAP_BND-FX | NCAP_BND-FX | NCAP_BND-FX | NCAP_BND-FX | NCAP_BND-FX
| ProcName | ProcDesc | ProcUnits | CommIN | CommOUT | Activity I/O | 2022 | 2023 | 2024 | 2025 | 2026 | 2027 | 2028 | 2029 | 2030 | 2031 | 2032 | 2033
* New Power Plants - Grid
| ETCLEWATE-N | Generic Waterberg Coal Plant | PJ,GW | PWRCLEWATE | ELCC
| ETCLDFB-N | Fluidised Bed Combustion Coal | PJ,GW | PWRCLD | ELCC |  | 2023: 0.75; 2027: 0.75
| ERHYD-N | Micro hydro | PJ,GW | PWRHYD | ELCC
| ETNUC-N | Nuclear Mid | PJ,GW | PWRNUC | ELCC
| ERSOLTC09-N | Solar Central Receiver 09 hrs storage | PJ,GW | PWRSOL | ELCC
| ERSOLPCF-N | Solar PV Fixed | PJ,GW | PWRSOL | ELCC
| ERSOLPCT-N | Solar PV tracking | PJ,GW | PWRSOL | ELCC |  | 2022: 1.4; 2023: 1; 2025: 1; 2028: 1; 2029: 1; 2030: 1
| ERWNDH-N | Wind | PJ,GW | PWRWND | ELCC |  | 2.418 | 1.6 | 1.6 | 1.6 | 1.6 | 1.6 | 1.6 | 1.6 | 1.6
| ERHYDGIW-I | Grand Inga | PJ,GW |  | ELCC |  | 2030: 2.5
| ETGICGT-N | Open Cycle Gas Turbine - LNG | PJ,GW | PWRGIC | ELCC | bar: 2024; 2027
| ETGICCC-N | Combined Cycle Gas Turbine - LNG | PJ,GW | PWRGIC | ELCC | bar: 2027
| ETGICEN-N | Gas Engines - LNG | PJ,GW | PWRGIC | ELCC
| ERBIO-N | Biomass municipal waste | PJ,GW | PWRBIO | ELCC
| ERBIG-N | Landfill gas | PJ,GW | PWRBIG | ELCC
| ESTSUTL | Utility Scale Storage - 4hrs | PJ,GW | ELCC | ELCC |  | 2022: 0.513; 2029: 1.575
* New Power Plants - On-site
| ERSOLPRC-N | Solar PV rooftop commercial | PJ,GW | PWRSOL | COMELC |  | 0.315 | 0.35 | 0.3 | 0.3 | 0.25 | 0.225 | 0.2 | 0.2 | 0.2
| ERSOLPRR-N | Solar PV rooftop residential | PJ,GW | PWRSOL | RESELC |  | 0.045 | 0.05 | 0.05 | 0.05 | 0.05 | 0.05 | 0.05 | 0.05 | 0.05
| ERSOLPRI-N | Solar PV rooftop Industry | PJ,GW | PWRSOL | INDELC |  | 0.09 | 0.1 | 0.15 | 0.15 | 0.2 | 0.225 | 0.25 | 0.25 | 0.25
Note on G7: If Process Activity is: Output-based, leave blank. Input-based, insert I.
Note on F21: [Threaded comment] Your version of Excel allows you to read this threaded comment; however, any edits to it will get removed if the file is opened in a newer version of Excel. Learn more: https://go.microsoft.com/fwlink/?linkid=870924 Comment: Centralised status given based on NERSA2018 data.

## ProcDataJETP1
REGION1
ProcDataJETP1
[7 empty] | NCAP_BND-FX | NCAP_BND-LO | NCAP_BND-LO | NCAP_BND-LO | NCAP_BND-LO | NCAP_BND-LO | NCAP_BND-LO | NCAP_BND-LO | NCAP_BND-LO | NCAP_BND-LO | NCAP_BND-LO | NCAP_BND-LO | NCAP_BND-UP
| ProcName | ProcDesc | ProcUnits | CommIN | CommOUT | Activity I/O | 2022 | 2023 | 2024 | 2025 | 2026 | 2027 | 2028 | 2029 | 2030 | 2031 | 2032 | 2033 | 2025
* New Power Plants - Grid
| ETCLEWATE-N | Generic Waterberg Coal Plant | PJ,GW | PWRCLEWATE | ELCC
| ETCLDFB-N | Fluidised Bed Combustion Coal | PJ,GW | PWRCLD | ELCC
| ERHYD-N | Micro hydro | PJ,GW | PWRHYD | ELCC
| ETNUC-N | Nuclear Mid | PJ,GW | PWRNUC | ELCC
| ERSOLTC09-N | Solar Central Receiver 09 hrs storage | PJ,GW | PWRSOL | ELCC
| ERSOLPCF-N | Solar PV Fixed | PJ,GW | PWRSOL | ELCC
| ERSOLPCT-N | Solar PV tracking | PJ,GW | PWRSOL | ELCC |  |  |  | 1.5 | 3.5 | 3.5 | 2 | 2 | 2 | 2 | 2 | 2 |  | 3.5001
| ERWNDH-N | Wind | PJ,GW | PWRWND | ELCC |  |  |  | 1.6 | 4.1 | 4.2 | 3.2 | 3.2 | 3.2 | 3.2 | 3.2 | 3.2 |  | 4.1001
| ERHYDGIW-I | Grand Inga | PJ,GW |  | ELCC
| ETGICGT-N | Open Cycle Gas Turbine - LNG | PJ,GW | PWRGIC | ELCC
| ETGICCC-N | Combined Cycle Gas Turbine - LNG | PJ,GW | PWRGIC | ELCC
| ETGICEN-N | Gas Engines - LNG | PJ,GW | PWRGIC | ELCC
| ERBIO-N | Biomass municipal waste | PJ,GW | PWRBIO | ELCC
| ERBIG-N | Landfill gas | PJ,GW | PWRBIG | ELCC
| ESTSUTL | Utility Scale Storage - 4hrs | PJ,GW | ELCC | ELCC |  | 2026: 0.15; 2027: 0.3; 2028: 0.15; 2029: 1.575
* New Power Plants - On-site
| ERSOLPRC-N | Solar PV rooftop commercial | PJ,GW | PWRSOL | COMELC |  | 0.315 | 0.35 | 0.3 | 0.8 | 0.75 | 0.225 | 0.2 | 0.2 | 0.2
| ERSOLPRR-N | Solar PV rooftop residential | PJ,GW | PWRSOL | RESELC |  | 0.045 | 0.05 | 0.05 | 0.05 | 0.05 | 0.05 | 0.05 | 0.05 | 0.05
| ERSOLPRI-N | Solar PV rooftop Industry | PJ,GW | PWRSOL | INDELC |  | 0.09 | 0.1 | 0.15 | 0.15 | 0.2 | 0.225 | 0.25 | 0.25 | 0.25
Note on G7: If Process Activity is: Output-based, leave blank. Input-based, insert I.
Note on F21: [Threaded comment] Your version of Excel allows you to read this threaded comment; however, any edits to it will get removed if the file is opened in a newer version of Excel. Learn more: https://go.microsoft.com/fwlink/?linkid=870924 Comment: Centralised status given based on NERSA2018 data.

## ProcDataJETP2
REGION1
ProcDataJETP2
[7 empty] | NCAP_BND-FX | NCAP_BND-LO | NCAP_BND-LO | NCAP_BND-LO | NCAP_BND-LO | NCAP_BND-LO | NCAP_BND-LO | NCAP_BND-LO | NCAP_BND-LO | NCAP_BND-LO | NCAP_BND-LO | NCAP_BND-LO | NCAP_BND-UP | NCAP_BND-FX
| ProcName | ProcDesc | ProcUnits | CommIN | CommOUT | Activity I/O | 2022 | 2023 | 2024 | 2025 | 2026 | 2027 | 2028 | 2029 | 2030 | 2031 | 2032 | 2033 | 2025 | 2024
* New Power Plants - Grid
| ETCLEWATE-N | Generic Waterberg Coal Plant | PJ,GW | PWRCLEWATE | ELCC
| ETCLDFB-N | Fluidised Bed Combustion Coal | PJ,GW | PWRCLD | ELCC
| ERHYD-N | Micro hydro | PJ,GW | PWRHYD | ELCC
| ETNUC-N | Nuclear Mid | PJ,GW | PWRNUC | ELCC
| ERSOLTC09-N | Solar Central Receiver 09 hrs storage | PJ,GW | PWRSOL | ELCC
| ERSOLPCF-N | Solar PV Fixed | PJ,GW | PWRSOL | ELCC
| ERSOLPCT-N | Solar PV tracking | PJ,GW | PWRSOL | ELCC |  |  |  | 1.5 | 3.5 | 3 | 1.5 | 1.5 | 1.5 | 1.5 | 1.5 | 1.5 |  | 3.5001
| ERWNDH-N | Wind | PJ,GW | PWRWND | ELCC |  |  |  | 1.6 | 4.1 | 3.5 | 2.5 | 2.5 | 2.5 | 2.5 | 2.5 | 2.5 |  | 4.1001
| ERHYDGIW-I | Grand Inga | PJ,GW |  | ELCC
| ETGICGT-N | Open Cycle Gas Turbine - LNG | PJ,GW | PWRGIC | ELCC
| ETGICCC-N | Combined Cycle Gas Turbine - LNG | PJ,GW | PWRGIC | ELCC
| ETGICEN-N | Gas Engines - LNG | PJ,GW | PWRGIC | ELCC
| ERBIO-N | Biomass municipal waste | PJ,GW | PWRBIO | ELCC
| ERBIG-N | Landfill gas | PJ,GW | PWRBIG | ELCC
| ESTSUTL | Utility Scale Storage - 4hrs | PJ,GW | ELCC | ELCC |  | 2026: 0.15; 2027: 0.3; 2028: 0.15; 2029: 1.575; 2024: 0.712
* New Power Plants - On-site
| ERSOLPRC-N | Solar PV rooftop commercial | PJ,GW | PWRSOL | COMELC |  | 0.315 | 0.35 | 0.3 | 0.8 | 0.75 | 0.225 | 0.2 | 0.2 | 0.2
| ERSOLPRR-N | Solar PV rooftop residential | PJ,GW | PWRSOL | RESELC |  | 0.045 | 0.05 | 0.05 | 0.05 | 0.05 | 0.05 | 0.05 | 0.05 | 0.05
| ERSOLPRI-N | Solar PV rooftop Industry | PJ,GW | PWRSOL | INDELC |  | 0.09 | 0.1 | 0.15 | 0.15 | 0.2 | 0.225 | 0.25 | 0.25 | 0.25
Note on G7: If Process Activity is: Output-based, leave blank. Input-based, insert I.
Note on F21: [Threaded comment] Your version of Excel allows you to read this threaded comment; however, any edits to it will get removed if the file is opened in a newer version of Excel. Learn more: https://go.microsoft.com/fwlink/?linkid=870924 Comment: Centralised status given based on NERSA2018 data.

## ProcDataJETP3
REGION1
ProcDataJETP3
[7 empty] | NCAP_BND-FX | NCAP_BND-LO | NCAP_BND-LO | NCAP_BND-LO | NCAP_BND-LO | NCAP_BND-LO | NCAP_BND-LO | NCAP_BND-LO | NCAP_BND-LO | NCAP_BND-LO | NCAP_BND-LO | NCAP_BND-LO | NCAP_BND-UP
| ProcName | ProcDesc | ProcUnits | CommIN | CommOUT | Activity I/O | 2022 | 2023 | 2024 | 2025 | 2026 | 2027 | 2028 | 2029 | 2030 | 2031 | 2032 | 2033 | 2025
* New Power Plants - Grid
| ETCLEWATE-N | Generic Waterberg Coal Plant | PJ,GW | PWRCLEWATE | ELCC
| ETCLDFB-N | Fluidised Bed Combustion Coal | PJ,GW | PWRCLD | ELCC
| ERHYD-N | Micro hydro | PJ,GW | PWRHYD | ELCC
| ETNUC-N | Nuclear Mid | PJ,GW | PWRNUC | ELCC
| ERSOLTC09-N | Solar Central Receiver 09 hrs storage | PJ,GW | PWRSOL | ELCC
| ERSOLPCF-N | Solar PV Fixed | PJ,GW | PWRSOL | ELCC
| ERSOLPCT-N | Solar PV tracking | PJ,GW | PWRSOL | ELCC |  | 2024: 1.5; 2025: 3.5; 2026: 2.5; 2027: 0; 2028: 1; 2030: 1; 2025: 3.5001
| ERWNDH-N | Wind | PJ,GW | PWRWND | ELCC |  |  |  | 1.6 | 4.1 | 3.4 | 2.4 | 1.6 | 1.6 | 1.6 |  |  |  | 4.1001
| ERHYDGIW-I | Grand Inga | PJ,GW |  | ELCC
| ETGICGT-N | Open Cycle Gas Turbine - LNG | PJ,GW | PWRGIC | ELCC
| ETGICCC-N | Combined Cycle Gas Turbine - LNG | PJ,GW | PWRGIC | ELCC
| ETGICEN-N | Gas Engines - LNG | PJ,GW | PWRGIC | ELCC
| ERBIO-N | Biomass municipal waste | PJ,GW | PWRBIO | ELCC
| ERBIG-N | Landfill gas | PJ,GW | PWRBIG | ELCC
| ESTSUTL | Utility Scale Storage - 4hrs | PJ,GW | ELCC | ELCC |  | 2026: 0.15; 2027: 0.3; 2028: 0.15; 2029: 1.575
* New Power Plants - On-site
| ERSOLPRC-N | Solar PV rooftop commercial | PJ,GW | PWRSOL | COMELC |  | 0.315 | 0.35 | 0.3 | 0.8 | 0.75 | 0.225 | 0.2 | 0.2 | 0.2
| ERSOLPRR-N | Solar PV rooftop residential | PJ,GW | PWRSOL | RESELC |  | 0.045 | 0.05 | 0.05 | 0.05 | 0.05 | 0.05 | 0.05 | 0.05 | 0.05
| ERSOLPRI-N | Solar PV rooftop Industry | PJ,GW | PWRSOL | INDELC |  | 0.09 | 0.1 | 0.15 | 0.15 | 0.2 | 0.225 | 0.25 | 0.25 | 0.25
Note on G7: If Process Activity is: Output-based, leave blank. Input-based, insert I.
Note on F21: [Threaded comment] Your version of Excel allows you to read this threaded comment; however, any edits to it will get removed if the file is opened in a newer version of Excel. Learn more: https://go.microsoft.com/fwlink/?linkid=870924 Comment: Centralised status given based on NERSA2018 data.

## ProcDataRMIPPPP
REGION1
ProcDataRMIPPPP
Annual Availability
[7 empty] | NCAP_BND-FX | NCAP_BND-FX | NCAP_BND-FX | NCAP_BND-FX | NCAP_AFA-LO
| ProcName | ProcDesc | ProcUnits | CommIN | CommOUT | Activity I/O | 2022 | 2023 | 2024 | 2025 | 2012
* New Power Plants - Grid
| ETCLEWATE-N | Generic Waterberg Coal Plant | PJ,GW | PWRCLEWATE | ELCC
| ETCLDFB-N | Fluidised Bed Combustion Coal | PJ,GW | PWRCLD | ELCC
| ERHYD-N | Micro hydro | PJ,GW | PWRHYD | ELCC
| ETNUC-N | Nuclear Mid | PJ,GW | PWRNUC | ELCC
| ERSOLTC09-N | Solar Central Receiver 09 hrs storage | PJ,GW | PWRSOL | ELCC
| ERSOLPCF-N | Solar PV Fixed | PJ,GW | PWRSOL | ELCC
| ERSOLPCT-N | Solar PV tracking | PJ,GW | PWRSOL | ELCC |  |  | 0.59858
| ERWNDH-N | Wind | PJ,GW | PWRWND | ELCC |  |  | 0.16917
| ERHYDGIW-I | Grand Inga | PJ,GW |  | ELCC
| ETGICGT-N | Open Cycle Gas Turbine - LNG | PJ,GW | PWRGIC | ELCC
| ETGICCC-N | Combined Cycle Gas Turbine - LNG | PJ,GW | PWRGIC | ELCC
| ETGICEN-N | Gas Engines - LNG | PJ,GW | PWRGIC | ELCC |  |  | 1.3189 |  |  | 0.5
| ERBIO-N | Biomass municipal waste | PJ,GW | PWRBIO | ELCC
| ERBIG-N | Landfill gas | PJ,GW | PWRBIG | ELCC
| ESTSUTL | Utility Scale Storage - 4hrs | PJ,GW | ELCC | ELCC |  |  | 0.52688
* New Power Plants - On-site
| ERSOLPRC-N | Solar PV rooftop commercial | PJ,GW | PWRSOL | COMELC
| ERSOLPRR-N | Solar PV rooftop residential | PJ,GW | PWRSOL | RESELC
| ERSOLPRI-N | Solar PV rooftop Industry | PJ,GW | PWRSOL | INDELC
Note on G7: If Process Activity is: Output-based, leave blank. Input-based, insert I.
Note on F21: [Threaded comment] Your version of Excel allows you to read this threaded comment; however, any edits to it will get removed if the file is opened in a newer version of Excel. Learn more: https://go.microsoft.com/fwlink/?linkid=870924 Comment: Centralised status given based on NERSA2018 data.

## ProcDataREPROG
REGION1
ProcDataREPROG
[7 empty] | NCAP_BND-FX | NCAP_BND-LO | NCAP_BND-LO | NCAP_BND-LO | NCAP_BND-LO | NCAP_BND-LO | NCAP_BND-LO | NCAP_BND-LO | NCAP_BND-LO | NCAP_BND-LO | NCAP_BND-LO | NCAP_BND-LO | NCAP_BND-LO | NCAP_BND-LO
| ProcName | ProcDesc | ProcUnits | CommIN | CommOUT | Activity I/O | 2022 | 2023 | 2024 | 2025 | 2026 | 2027 | 2028 | 2029 | 2030 | 2031 | 2032 | 2033 | 2034 | 2035
* New Power Plants - Grid
| ETCLEWATE-N | Generic Waterberg Coal Plant | PJ,GW | PWRCLEWATE | ELCC
| ETCLDFB-N | Fluidised Bed Combustion Coal | PJ,GW | PWRCLD | ELCC
| ERHYD-N | Micro hydro | PJ,GW | PWRHYD | ELCC
| ETNUC-N | Nuclear Mid | PJ,GW | PWRNUC | ELCC
| ERSOLTC09-N | Solar Central Receiver 09 hrs storage | PJ,GW | PWRSOL | ELCC
| ERSOLPCF-N | Solar PV Fixed | PJ,GW | PWRSOL | ELCC
| ERSOLPCT-N | Solar PV tracking | PJ,GW | PWRSOL | ELCC |  | 0.4 | 0.5 | 0.6 | 0.7 | 0.8 | 0.9 | 1 | 1 | 1 | 1 | 1 | 1 | 1 | 1
| ERWNDH-N | Wind | PJ,GW | PWRWND | ELCC |  | 0.818 | 0.8 | 0.9 | 1 | 1.2 | 1.4 | 1.6 | 1.6 | 1.6 | 1.6 | 1.6 | 1.6 | 1.6 | 1.6
| ERHYDGIW-I | Grand Inga | PJ,GW |  | ELCC
| ETGICGT-N | Open Cycle Gas Turbine - LNG | PJ,GW | PWRGIC | ELCC
| ETGICCC-N | Combined Cycle Gas Turbine - LNG | PJ,GW | PWRGIC | ELCC
| ETGICEN-N | Gas Engines - LNG | PJ,GW | PWRGIC | ELCC
| ERBIO-N | Biomass municipal waste | PJ,GW | PWRBIO | ELCC
| ERBIG-N | Landfill gas | PJ,GW | PWRBIG | ELCC
| ESTSUTL | Utility Scale Storage - 4hrs | PJ,GW | ELCC | ELCC
* New Power Plants - On-site
| ERSOLPRC-N | Solar PV rooftop commercial | PJ,GW | PWRSOL | COMELC |  | 0.315 | 0.35 | 0.3 | 0.3 | 0.25 | 0.225 | 0.2 | 0.2 | 0.2
| ERSOLPRR-N | Solar PV rooftop residential | PJ,GW | PWRSOL | RESELC |  | 0.045 | 0.05 | 0.05 | 0.05 | 0.05 | 0.05 | 0.05 | 0.05 | 0.05
| ERSOLPRI-N | Solar PV rooftop Industry | PJ,GW | PWRSOL | INDELC |  | 0.09 | 0.1 | 0.15 | 0.15 | 0.2 | 0.225 | 0.25 | 0.25 | 0.25
Note on G7: If Process Activity is: Output-based, leave blank. Input-based, insert I.
Note on F21: [Threaded comment] Your version of Excel allows you to read this threaded comment; however, any edits to it will get removed if the file is opened in a newer version of Excel. Learn more: https://go.microsoft.com/fwlink/?linkid=870924 Comment: Centralised status given based on NERSA2018 data.

## ProcDataMREPROG
REGION1
ProcDataMREPROG
[7 empty] | NCAP_BND-FX | NCAP_BND-LO | NCAP_BND-LO | NCAP_BND-LO | NCAP_BND-LO | NCAP_BND-LO | NCAP_BND-LO | NCAP_BND-LO | NCAP_BND-LO | NCAP_BND-LO | NCAP_BND-LO | NCAP_BND-LO | NCAP_BND-LO | NCAP_BND-LO
| ProcName | ProcDesc | ProcUnits | CommIN | CommOUT | Activity I/O | 2022 | 2023 | 2024 | 2025 | 2026 | 2027 | 2028 | 2029 | 2030 | 2031 | 2032 | 2033 | 2034 | 2035
* New Power Plants - Grid
| ETCLEWATE-N | Generic Waterberg Coal Plant | PJ,GW | PWRCLEWATE | ELCC
| ETCLDFB-N | Fluidised Bed Combustion Coal | PJ,GW | PWRCLD | ELCC
| ERHYD-N | Micro hydro | PJ,GW | PWRHYD | ELCC
| ETNUC-N | Nuclear Mid | PJ,GW | PWRNUC | ELCC
| ERSOLTC09-N | Solar Central Receiver 09 hrs storage | PJ,GW | PWRSOL | ELCC
| ERSOLPCF-N | Solar PV Fixed | PJ,GW | PWRSOL | ELCC
| ERSOLPCT-N | Solar PV tracking | PJ,GW | PWRSOL | ELCC |  | 0.4 | 0.45 | 0.5 | 0.55 | 0.6 | 0.65 | 0.7 | 0.75 | 0.8 | 0.85 | 0.9 | 0.95 | 1 | 1
| ERWNDH-N | Wind | PJ,GW | PWRWND | ELCC |  | 0.818 | 0.4 | 0.45 | 0.55 | 0.6 | 0.7 | 0.8 | 0.9 | 1 | 1.1 | 1.2 | 1.3 | 1.4 | 1.6
| ERHYDGIW-I | Grand Inga | PJ,GW |  | ELCC
| ETGICGT-N | Open Cycle Gas Turbine - LNG | PJ,GW | PWRGIC | ELCC
| ETGICCC-N | Combined Cycle Gas Turbine - LNG | PJ,GW | PWRGIC | ELCC
| ETGICEN-N | Gas Engines - LNG | PJ,GW | PWRGIC | ELCC
| ERBIO-N | Biomass municipal waste | PJ,GW | PWRBIO | ELCC
| ERBIG-N | Landfill gas | PJ,GW | PWRBIG | ELCC
| ESTSUTL | Utility Scale Storage - 4hrs | PJ,GW | ELCC | ELCC
* New Power Plants - On-site
| ERSOLPRC-N | Solar PV rooftop commercial | PJ,GW | PWRSOL | COMELC |  | 0.1575 | 0.175 | 0.15 | 0.15 | 0.125 | 0.1125 | 0.1 | 0.1 | 0.1
| ERSOLPRR-N | Solar PV rooftop residential | PJ,GW | PWRSOL | RESELC |  | 0.0225 | 0.025 | 0.025 | 0.025 | 0.025 | 0.025 | 0.025 | 0.025 | 0.025
| ERSOLPRI-N | Solar PV rooftop Industry | PJ,GW | PWRSOL | INDELC |  | 0.045 | 0.05 | 0.075 | 0.075 | 0.1 | 0.1125 | 0.125 | 0.125 | 0.125
Note on G7: If Process Activity is: Output-based, leave blank. Input-based, insert I.
Note on F21: [Threaded comment] Your version of Excel allows you to read this threaded comment; however, any edits to it will get removed if the file is opened in a newer version of Excel. Learn more: https://go.microsoft.com/fwlink/?linkid=870924 Comment: Centralised status given based on NERSA2018 data.

## ProcDataRECostProfiles
ProcData | REGION1 | [5 empty] | * | * | * |  |  |  | * | * |  | * | * | * | * | * | * | * | * | * | * | * | * | * | * | * | * | * | * | * | * | * | * | * | * | * | * | * | * | * | * | * | * | * | * | * | * | * | * | * | * | * | * | * | * | * | * | * | * | * | * | * | * | * | * | * | * | * | * | * | *
ProcDataRECostProfiles | [17 empty] | 0.2651 | 0.324 | 0.1178 | 0.0977 | 0.0489 | 0.0855 | 0.0366 | 0.0244 |  | 0.2651 | 0.324 | 0.1178 | 0.0977 | 0.0489 | 0.0855 | 0.0366 | 0.0244 |  | 0.2651 | 0.324 | 0.1178 | 0.0977 | 0.0489 | 0.0855 | 0.0366 | 0.0244 |  | 0.2651 | 0.324 | 0.1178 | 0.0977 | 0.0489 | 0.0855 | 0.0366 | 0.0244 |  | 0.2651 | 0.324 | 0.1178 | 0.0977 | 0.0489 | 0.0855 | 0.0366 | 0.0244
[7 empty] | Overnight Investment Cost | Overnight Investment Cost | Overnight Investment Cost | Overnight Investment Cost | Overnight Investment Cost | Overnight Investment Cost | Overnight Investment Cost | Overnight Investment Cost | Vintage Switch needed for Wind | Cost Ratio to Utility | Availability Check | RE Profiles | [7 empty] | Availability Check | [8 empty] | Availability Check | [8 empty] | Availability Check | [8 empty] | Availability Check | [9 empty] | 2018 | Ratio relative to tracking | Ratio relative to fixed
[7 empty] | NCAP_COST | NCAP_COST | NCAP_COST | NCAP_COST | NCAP_COST | NCAP_COST | NCAP_COST | NCAP_COST | PRC_VINT |  | Include? | NCAP_AF-UP | NCAP_AF-UP | NCAP_AF-UP | NCAP_AF-UP | NCAP_AF-UP | NCAP_AF-UP | NCAP_AF-UP | NCAP_AF-UP | Include? | NCAP_AF-UP | NCAP_AF-UP | NCAP_AF-UP | NCAP_AF-UP | NCAP_AF-UP | NCAP_AF-UP | NCAP_AF-UP | NCAP_AF-UP |  | NCAP_AF-UP | NCAP_AF-UP | NCAP_AF-UP | NCAP_AF-UP | NCAP_AF-UP | NCAP_AF-UP | NCAP_AF-UP | NCAP_AF-UP |  | NCAP_AF-UP | NCAP_AF-UP | NCAP_AF-UP | NCAP_AF-UP | NCAP_AF-UP | NCAP_AF-UP | NCAP_AF-UP | NCAP_AF-UP |  | NCAP_AF-UP | NCAP_AF-UP | NCAP_AF-UP | NCAP_AF-UP | NCAP_AF-UP | NCAP_AF-UP | NCAP_AF-UP | NCAP_AF-UP | Residential | 2.7 | 2.3894 | 2.5472
[7 empty] | 2012 | 2015 | 2017 | 2021 | 2025 | 2030 | 2040 | 2050 |  |  | Y | S1D1B1 | S1D1B2 | S1D1B3 | S2D1B1 | S2D1B2 | S2D1B3 | S2D1B4 | S2D1B5 | N | S1D1B1 | S1D1B2 | S1D1B3 | S2D1B1 | S2D1B2 | S2D1B3 | S2D1B4 | S2D1B5 |  | S1D1B1 | S1D1B2 | S1D1B3 | S2D1B1 | S2D1B2 | S2D1B3 | S2D1B4 | S2D1B5 |  | S1D1B1 | S1D1B2 | S1D1B3 | S2D1B1 | S2D1B2 | S2D1B3 | S2D1B4 | S2D1B5 |  | S1D1B1 | S1D1B2 | S1D1B3 | S2D1B1 | S2D1B2 | S2D1B3 | S2D1B4 | S2D1B5 | Commercial | 1.83 | 1.6195 | 1.7264
[5 empty] | ~FI_T | [11 empty] | Y | [8 empty] | Y | [35 empty] | Utility Fixed tilt | 1.06 | 0.93805 | 1
| TechName | *TechDesc | *ProcUnits | Comm-IN | Comm-OUT | *Activity I/O | NCAP_COST~2012 | NCAP_COST~2015 | NCAP_COST~2017 | NCAP_COST~2021 | NCAP_COST~2025 | NCAP_COST~2030 | NCAP_COST~2040 | NCAP_COST~2050 | TID |  |  | 2012 | 2012 | 2012 | 2012 | 2012 | 2012 | 2012 | 2012 | N | 2020 | 2020 | 2020 | 2020 | 2020 | 2020 | 2020 | 2020 |  | 2030 | 2030 | 2030 | 2030 | 2030 | 2030 | 2030 | 2030 |  | 2040 | 2040 | 2040 | 2040 | 2040 | 2040 | 2040 | 2040 |  | 2050 | 2050 | 2050 | 2050 | 2050 | 2050 | 2050 | 2050 | Utility tracking | 1.13 | 1 | 1.066
* New Power Plants - Grid
| ERSOLTC09-N | Solar Central Receiver 09 hrs storage | PJ,GW | PWRSOL | ELCC |  |  |  | 57809.3772 | 52630.5356 | 43999.1328 | 35367.7301 | 35367.7301 | 35367.7301 |  |  | 0.46798 | 0.01872 | 0.75648 | 0.73099 | 0 | 0.31045 | 0.92279 | 0.85089 | 0.26989
| ERSOLPCF-N | Solar PV Fixed | PJ,GW | PWRSOL | ELCC |  | 28748.2158 | 15745.2212 | 13872.1044 | 9822.354 | 9220.1239 | 8661.9823 | 7694.8496 | 6798.0708 |  | 0.93805 | 0.25 | 0 | 0.55921 | 0 | 0 | 0.29684 | 0.63511 | 0 | 0
| ERSOLPCT-N | Solar PV tracking | PJ,GW | PWRSOL | ELCC |  | 30646.6829 | 16785 | 14788.1867 | 10471 | 9829 | 9234 | 8203 | 7247 |  |  | 0.28 | 0 | 0.62631 | 0 | 0 | 0.33246 | 0.71133 | 0 | 0
| ERWNDH-N | Wind | PJ,GW | PWRWND | ELCC |  | 19786.1982 | 19208 | 15312.5398 | 12500 | 12391 | 12283 | 12069 | 11859 | 1 |  | 0.35 | 0.3858 | 0.28521 | 0.41695 | 0.40941 | 0.35571 | 0.29808 | 0.37042 | 0.40021 | 0.37476 | 0.41309 | 0.30538 | 0.44644 | 0.43838 | 0.38088 | 0.31917 | 0.39663 | 0.42852 | 0.39875 | 0.43954 | 0.32493 | 0.47503 | 0.46644 | 0.40526 | 0.3396 | 0.42203 | 0.45596 | 0.4174 | 0.46009 | 0.34013 | 0.49724 | 0.48826 | 0.42422 | 0.35549 | 0.44177 | 0.47729 | 0.43071 | 0.47476 | 0.35097 | 0.51309 | 0.50382 | 0.43774 | 0.36682 | 0.45585 | 0.4925
| ESTSUTL | Utility Scale Storage - 4hrs | PJ,GW | ELCC | ELCC |  |  |  | 27165.0638 | 15487.0938 | 11396.2356 | 9275.5938 | 8116.1446 | 6956.6954 | [47 empty] | https://www.nrel.gov/docs/fy19osti/72399.pdf |  |  |  | Page viii
* New Power Plants - On-site
| ERSOLPRC-N | Solar PV rooftop commercial | PJ,GW | PWRSOL | COMELC |  | 33347.9303 | 18264.4566 | 16091.6411 | 11393.9306 | 10695.3437 | 10047.8995 | 8926.0255 | 7885.7621 |  | 1.16 | 0.2 | 0 | 0.44737 | 0 | 0 | 0.23747 | 0.50809 | 0 | 0
| ERSOLPRR-N | Solar PV rooftop residential | PJ,GW | PWRSOL | RESELC |  | 50309.3777 | 27554.1372 | 24276.1827 | 17189.1195 | 16135.2168 | 15158.469 | 13465.9867 | 11896.6239 |  | 1.75 | 0.2 | 0 | 0.44737 | 0 | 0 | 0.23747 | 0.50809 | 0 | 0
| ERSOLPRI-N | Solar PV rooftop Industry | PJ,GW | PWRSOL | INDELC |  | 33347.9303 | 18264.4566 | 16091.6411 | 11393.9306 | 10695.3437 | 10047.8995 | 8926.0255 | 7885.7621 |  | 1.16 | 0.2 | 0 | 0.44737 | 0 | 0 | 0.23747 | 0.50809 | 0 | 0
* LCOE Check (2015 R/kWh) |  | Solar PV tracking |  |  |  |  | 1.3127 | 0.71897 | 0.63344 | 0.44851 | 0.42101 | 0.39553 | 0.35137 | 0.31042
* LCOE Check (2019 R/kWh) |  | Solar PV tracking |  |  |  |  | 1.3822 | 0.757 | 0.66694 | 0.47224 | 0.44328 | 0.41645 | 0.36995 | 0.32684
* LCOE Check (2015 R/kWh) |  | Wind | [5 empty] | 0.79274 | 0.63197 | 0.51589 |  |  |  | 0.3123
* LCOE Check (2019 R/kWh) |  | Wind | [5 empty] | 0.83468 | 0.6654 | 0.54318 |  |  | 0.38425 | 0.32882 |  | 0.98284 | -0.017159
* | [11 empty] | -0.44987 |  | -0.56825
*
*
* | Solar (with single axis Tracking costs) R/kW |  |  |  | Selected | * This study (UNEP/NREL/Fraunhofer) - Conservative |  |  |  |  | Multiplier | 1 | 1.316 | Overnight PV Costs (2015 R/kWac)
* This study (UNEP/NREL/Fraunhofer) - Conservative | [9 empty] | 10471 | 9829 | 9234 | 8203 | 7247 | 69.21%
* This Study (UNEP/NREL/Fraunhofer) - Optimistic | [9 empty] | 9084 | 7818 | 6776 | 5365 | 5084 | 55.97%
* NBI w adj. for tracking | [9 empty] | 10157.2075 | 8464.3396 | 7617.9057 | 5078.6038 | 3470.3792 | 34.17%
* Meridian 2020 | [9 empty] | 10653.6502 | 10491.6889 | 10329.7275 | 9197.7445 | 8065.7614 | 75.71%
* NREL 2020-H | [9 empty] | 15426.8497 | 14508.4148 | 13589.9799 | 11440.5429 | 9291.1058 | 60.23%
* NREL 2020-M | [9 empty] | 15116.2916 | 12645.0663 | 10173.841 | 8867.1044 | 7560.3679 | 50.01%
* NREL 2020-L | [9 empty] | 14885.9822 | 11263.2097 | 7640.4373 | 6694.9989 | 5749.5604 | 38.62%
* Lazzard 2020-H | [9 empty] | 12706.98
* Lazzard 2020-L | [9 empty] | 10752.06
* WoodMac 2020 | [9 empty] | 12938.016
* 1% Premium | [9 empty] | 10575.71 | 9927.29 | 9326.34 | 8285.03 | 7319.47
* 5% Premium | [9 empty] | 10994.55 | 10320.45 | 9695.7 | 8613.15 | 7609.35
* 10% Premium | [9 empty] | 11518.1 | 10811.9 | 10157.4 | 9023.3 | 7971.7
* 25% Premium | [9 empty] | 13088.75 | 12286.25 | 11542.5 | 10253.75 | 9058.75
* 50% Premium | [9 empty] | 15706.5 | 14743.5 | 13851 | 12304.5 | 10870.5
* | Wind |  |  |  | Selected | * This study (UNEP/NREL/Fraunhofer) - Conservative | [7 empty] | Overnight Wind Costs (2015 R/kW)
* This study (UNEP/NREL/Fraunhofer) - Conservative | [9 empty] | 12500 | 12391 | 12283 | 12069 | 11859
* This Study (UNEP/NREL/Fraunhofer) - Optimistic | [9 empty] | 12500 | 12114 | 11740 | 11026 | 10355
* NBI | [9 empty] | 19850 | 17468 | 15880 | 14292 | 13498
* Meridian 2020 | [9 empty] | 12792.7621 | 11095.4423 | 11095.4423 | 11095.4423 | 11095.4423
* This study with Availability changes factored in - Conservative | [9 empty] | 12500 | 12021.9573 | 11543.9145 | 10835.9993 | 10318.5476
* This study with Availability changes factored in - Optimistic | [9 empty] | 12500 | 11766.7938 | 11033.5876 | 9899.5549 | 9009.9132
* NREL 2020
* IRENA
* 1% Premium | [9 empty] | 12625 | 12514.91 | 12405.83 | 12189.69 | 11977.59
* 5% Premium | [9 empty] | 13125 | 13010.55 | 12897.15 | 12672.45 | 12451.95
* 10% Premium | [9 empty] | 13750 | 13630.1 | 13511.3 | 13275.9 | 13044.9
* 25% Premium | [9 empty] | 15625 | 15488.75 | 15353.75 | 15086.25 | 14823.75
* 50% Premium | [9 empty] | 18750 | 18586.5 | 18424.5 | 18103.5 | 17788.5
Note on S3: [Threaded comment] Your version of Excel allows you to read this threaded comment; however, any edits to it will get removed if the file is opened in a newer version of Excel. Learn more: https://go.microsoft.com/fwlink/?linkid=870924 Comment: Based on Work done by Greg on SATIM in 2018
Note on G7: If Process Activity is: Output-based, leave blank. Input-based, insert I.
Note on O9: [Threaded comment] Your version of Excel allows you to read this threaded comment; however, any edits to it will get removed if the file is opened in a newer version of Excel. Learn more: https://go.microsoft.com/fwlink/?linkid=870924 Comment: Learning from CSIR applied to IRP 2017 cost
Note on Q10: [Threaded comment] Your version of Excel allows you to read this threaded comment; however, any edits to it will get removed if the file is opened in a newer version of Excel. Learn more: https://go.microsoft.com/fwlink/?linkid=870924 Comment: ratio used in IRP 2019 Reply: IRP 2019 has 85% for ratio. After discussion with Greg, I'm now applying the ratio found in NREL 2018 - see chart below.
Note on O11: [Threaded comment] Your version of Excel allows you to read this threaded comment; however, any edits to it will get removed if the file is opened in a newer version of Excel. Learn more: https://go.microsoft.com/fwlink/?linkid=870924 Comment: Ireland et al 2018, Reference Costs
Note on O13: [Threaded comment] Your version of Excel allows you to read this threaded comment; however, any edits to it will get removed if the file is opened in a newer version of Excel. Learn more: https://go.microsoft.com/fwlink/?linkid=870924 Comment: NREL 2020
Note on Q15: [Threaded comment] Your version of Excel allows you to read this threaded comment; however, any edits to it will get removed if the file is opened in a newer version of Excel. Learn more: https://go.microsoft.com/fwlink/?linkid=870924 Comment: Black River Park installation
Note on I18: [Threaded comment] Your version of Excel allows you to read this threaded comment; however, any edits to it will get removed if the file is opened in a newer version of Excel. Learn more: https://go.microsoft.com/fwlink/?linkid=870924 Comment: REIPPP round 4 tariff
Note on I20: [Threaded comment] Your version of Excel allows you to read this threaded comment; however, any edits to it will get removed if the file is opened in a newer version of Excel. Learn more: https://go.microsoft.com/fwlink/?linkid=870924 Comment: REIPPP round 4 tariff
Note on M25: Bruno: Remember to switch this back to 1 when importing into model.
Note on N25: [Threaded comment] Your version of Excel allows you to read this threaded comment; however, any edits to it will get removed if the file is opened in a newer version of Excel. Learn more: https://go.microsoft.com/fwlink/?linkid=870924 Comment: convert from 2015 to 2021 Rands
Note on O26: [Threaded comment] Your version of Excel allows you to read this threaded comment; however, any edits to it will get removed if the file is opened in a newer version of Excel. Learn more: https://go.microsoft.com/fwlink/?linkid=870924 Comment: Ireland et al 2018, Reference Costs
Note on K29: [Threaded comment] Your version of Excel allows you to read this threaded comment; however, any edits to it will get removed if the file is opened in a newer version of Excel. Learn more: https://go.microsoft.com/fwlink/?linkid=870924 Comment: Wright 2020Full Report: - Table 9, assuming 2018-2019avg as they're using Jan2019 rands.

## ProcDataTnD
ProcData | REGION1 | [5 empty] | * |  |  | * |  |  | * |  | * |  |  |  | *
ProcDataTnD | [18 empty] | Distribution Techs?
[7 empty] | Losses taken from EB2017 |  | Fixed Cost R/kW | Investment Cost R/kW | Investment Cost R/kW | Capacity to Activity | Existing Capacity GW | Existing Capacity GW | Existing Capacity GW |  | Lead time | Life | All
[7 empty] | losses | ACT_EFF | NCAP_FOM | NCAP_COST | NCAP_COST | PRC_CAPACT | PRC_RESID | PRC_RESID | PRC_RESID | NCAP_BND-UP | NCAP_ILED | NCAP_TLIFE | All
[8 empty] | ACTGRP |  |  |  |  | 2012 |  | 2050 |  |  |  | None
[5 empty] | ~FI_T |  |  | ANNUAL
| TechName | *TechDesc | *ProcUnits | Comm-IN | Comm-OUT | *Activity I/O | *losses | ACT_EFF | NCAP_FOM | NCAP_COST | NCAP_COST | PRC_CAPACT | PRC_RESID~2012 | PRC_RESID | PRC_RESID~2050 | NCAP_BND~UP | NCAP_ILED | NCAP_TLIFE
* Conversion technologies
| ETRANS | Transmission | PJ,GW | ELCC | ELC |  | 3.9% | 0.961 | 204.6261 | 3924.3314 | 9706.0655 | 31.536 | 34.2 | 31 | 15.5 | 0 | 0 | 60
| ELCDEM | Electricity Demand | PJ,GW | ELCC | ELCD |  | 0% | 1 |  |  |  | 31.536 | [5 empty] | 60
| ETRANSDUM | dummy tech tracking investment costs | PJ,GW |  | ZDUMETRANS |  | 0 | 1 | 0.01 | 0.01 | 2000 | 31.536 | 13 | 13 | 6.5 | 0 | 0 | 60
* | XAGRELC | Agriculatural Electricity | PJ,GW | ELC | AGRELC |  | 13% | 0.87 | 1195.8627 | 22934.3283 |  | 31.536 | 0.912 | 0.912 | 0.456 |  | 0 | 60
* | XCOMELC | Commercial Electricity | PJ,GW | ELC | COMELC |  | 12.3% | 0.877 | 597.9313 | 11467.1642 |  | 31.536 | 6.0609 | 6.0609 | 3.0305 |  | 0 | 60
* | XICPELC | Industrial CP-Electricity | PJ,GW | INDELC | ICPELC |  | 6% | 0.94 | 284.2234 | 5450.8537 |  | 31.536 | 1.2667 | 1.2667 | 0.63335 |  | 0 | 60
* | XIFAELC | Industrial FA-Electricity | PJ,GW | INDELC | IFAELC |  | 6% | 0.94 | 284.2234 | 5450.8537 |  | 31.536 | 0 | 0 | 0 |  | 0 | 60
* | XIFBELC | Industrial FB-Electricity | PJ,GW | INDELC | IFBELC |  | 6% | 0.94 | 456.6417 | 8757.5025 |  | 31.536 | 0.5433 | 0.5433 | 0.27165 |  | 0 | 60
* | XIISELC | Industrial IS-Electricity | PJ,GW | INDELC | IISELC |  | 6% | 0.94 | 284.2234 | 5450.8537 |  | 31.536 | 3.5015 | 3.5015 | 1.7508 |  | 0 | 60
* | XIMIELC | Industrial MI-Electricity | PJ,GW | INDELC | IMIELC |  | 5% | 0.95 | 284.2234 | 5450.8537 |  | 31.536 | 4.1948 | 4.1948 | 2.0974 |  | 0 | 60
* | XINFELC | Industrial NF-Electricity | PJ,GW | INDELC | INFELC |  | 6% | 0.94 | 284.2234 | 5450.8537 |  | 31.536 | 2.8782 | 2.8782 | 1.4391 |  | 0 | 60
* | XINMELC | Industrial NM-Electricity | PJ,GW | INDELC | INMELC |  | 6% | 0.94 | 284.2234 | 5450.8537 |  | 31.536 | 0.8427 | 0.8427 | 0.42135 |  | 0 | 60
* | XIOTELC | Industrial OT-Electricity | PJ,GW | INDELC | IOTELC |  | 6% | 0.94 | 456.6417 | 8757.5025 |  | 31.536 | 0.904 | 0.904 | 0.452 |  | 0 | 60
* | XIPPELC | Industrial PP-Electricity | PJ,GW | INDELC | IPPELC |  | 6% | 0.94 | 456.6417 | 8757.5025 |  | 31.536 | 1.3541 | 1.3541 | 0.67705 |  | 0 | 60
* | XRESELC | Residential Electricity | PJ,GW | ELC | RESELC |  | 19.7% | 0.803 | 1195.8627 | 22934.3283 |  | 31.536 | 10.6821 | 10.6821 | 5.3411 |  | 0 | 60
* | XTRAELC | Transport Electricity | PJ,GW | ELC | TRAELC |  | 4.8% | 0.952 | 597.9313 | 11467.1642 |  | 31.536 | 9.9385 | 9.9385 | 4.9692 |  | 0 | 60
* | XUPSELC | Supply Sector Electricity | PJ,GW | ELC | UPSELC |  | 6% | 0.94 | 298.9657 | 5733.5821 |  | 31.536 | 0.7735 | 0.7735 | 0.38675 |  | 0 | 60
* | XINDELC | Industry Electricity | PJ,GW | ELC | INDELC |  | 0 |  | 0.01 |  |  | 31.536 | 15.5 | 15.5 | 7.75 |  | 0 | 60
Note on R3: [Threaded comment] Your version of Excel allows you to read this threaded comment; however, any edits to it will get removed if the file is opened in a newer version of Excel. Learn more: https://go.microsoft.com/fwlink/?linkid=870924 Comment: -ve lead times means that capacity will show +ve the year NCAP is +ve
Note on S3: [Threaded comment] Your version of Excel allows you to read this threaded comment; however, any edits to it will get removed if the file is opened in a newer version of Excel. Learn more: https://go.microsoft.com/fwlink/?linkid=870924 Comment: Taken from EPRI 2017, except if stated otherwise
Note on H4: [Threaded comment] Your version of Excel allows you to read this threaded comment; however, any edits to it will get removed if the file is opened in a newer version of Excel. Learn more: https://go.microsoft.com/fwlink/?linkid=870924 Comment: From Calibration - see workbook:
Note on G7: If Process Activity is: Output-based, leave blank. Input-based, insert I.

## ProcDataExports
ProcData | REGION1 | [7 empty] | * | * | * | * | * | * |  | * | * | * | * | * | * | * | * | * | *
ProcDataExports
[7 empty] | Variable Cost R/GJ | Export Limit | Export Limit | Export Limit | Export Limit | Export Limit | Export Limit | Export Limit | Export Limit | Eskom Integrated Report 2020
[7 empty] | ACT_COST | ACT_BND-FX | ACT_BND-FX | ACT_BND-FX | ACT_BND-FX | ACT_BND-FX | ACT_BND-FX | ACT_BND-FX | ACT_BND-FX
[8 empty] | ANNUAL | ANNUAL | ANNUAL | ANNUAL | ANNUAL | ANNUAL | ANNUAL | ANNUAL
| ProcName | ProcDesc | ProcUnits | CommIN | CommOUT | Activity I/O |  | 0 | 2012 | 2015 | 2016 | 2017 | 2018 | 2019
* Export technologies
| PEXELC | Exports of Electricity | PJ,PJa | ELCC | ZDUMETRANS | I | -183.381 | 3 | 54.126 | 48.474 | 54.3348 | 54.9648 | 44.8596 | 54.6804 | 51.4627 |  |  |  | 2019 | 2018 | 2017 | 2016 | 2015
[18 empty] | GWh | 15189 | 12461 | 15268 | 15093 | 13465
[19 empty] | 2015 | 2016 | 2017 | 2018 | 2019 | 2020 | Source
[17 empty] | Electricity exports | GWh | 13465 | 15093 | 15268 | 12461 | 15189 | 14295.2 | Eskom Integrated Report 2020
[18 empty] | PJ | 48.474 | 54.3348 | 54.9648 | 44.8596 | 54.6804 | 51.4627
[19 empty] | 2019 | 2018 | 2017 | 2016 | 2015
[17 empty] | Revenue | mR | 12229 | 8241 | 9530 | 10682 | 8055
[19 empty] | 2015 | 2016 | 2017 | 2018 | 2019
[19 empty] | 8055 | 10682 | 9530 | 8241 | 12229
[17 empty] | Tariff | R/kWh | 0.59822 | 0.70775 | 0.62418 | 0.66134 | 0.80512
[17 empty] | Deflator |  | 1 | 1.0634 | 1.1195 | 1.1712 | 1.2196
[18 empty] | 2015 R/kWh | 0.59822 | 0.66555 | 0.55757 | 0.56467 | 0.66017
[18 empty] | 2015 R/GJ | 166.1716 | 184.8738 | 154.8795 | 156.8538 | 183.381
[22 empty] | Check | 12229
Note on G7: If Process Activity is: Output-based, leave blank. Input-based, insert I.

## ProcDataMines
ProcData | REGION1 | [10 empty] | * | [7 empty] | *
ProcDataMines
[7 empty] | Fixed Cost | Variable Cost 2015 R/GJ | Activity Limits (interpolation flag) | Activity Limits (PJ/yr) | First Year |  | Fugitive emissions |  | Main activity efficiency
[7 empty] | NCAP_FOM | ACT_COST | ACT_BND-UP | ACT_BND-UP | NCAP_START |  | FLO_EMIS-O | FLO_EMIS-O | ACT_EFF | FLO_EMIS-O | FLO_EMIS-O | FLO_EMIS-O | FLO_EMIS-O | FLO_EMIS-O | FLO_EMIS-O | FLO_EMIS-O
[9 empty] | ANNUAL | ANNUAL |  |  | CO2SF | CH4SF | ACTGRP | PWRCH4S | PWRCMOX | PWRCO2S | PWRN2OS | PWRNMVS | PWRNOXS | PWRSOXS
[5 empty] | ~FI_T | [6 empty] | CV | ANNUAL | ANNUAL | ANNUAL | ANNUAL | ANNUAL | ANNUAL | ANNUAL | ANNUAL | ANNUAL | ANNUAL
| TechName | *TechDesc | *ProcUnits | Comm-IN | Comm-OUT | *Activity I/O | NCAP_FOM | ACT_COST | ACT_BND~UP | ACT_BND~UP | NCAP_START | *CV | FLO_EMIS~O | FLO_EMIS~O | ACT_EFF | FLO_EMIS~O | FLO_EMIS~O | FLO_EMIS~O | FLO_EMIS~O | FLO_EMIS~O | FLO_EMIS~O | FLO_EMIS~O
* Coal supply curve for each power plant | [12 empty] | 0.082038 | 0.25727
| MINCSARNOVRS | Coal Supply for Arnot-various | PJ,PJa |  | PWRCLEARNO |  |  | 21.2396 |  |  |  | 20.52 | 0.0039979 | 0.012538
| MINCSCAMDVRS | Coal Supply for Camden-various | PJ,PJa |  | PWRCLECAMD |  |  | 26.4631 |  |  |  | 18.65 | 0.0043988 | 0.013795
| MINCSDUVHSER | Coal Supply for Duvha-Seriti | PJ,PJa |  | PWRCLEDUVH |  |  | 21.0154 |  |  |  | 20.78 | 0.0039479 | 0.012381
| MINCSDUVHVRS | Coal Supply for Duvha-various | PJ,PJa |  | PWRCLEDUVH |  |  | 14.7923 | 3 | 2.1611 |  | 20.78 | 0.0039479 | 0.012381
| MINCSGROOVRS | Coal Supply for Grootvlei-various | PJ,PJa |  | PWRCLEGROO |  |  | 24.3993 |  |  |  | 20.58 | 0.0039863 | 0.012501
| MINCSHENDVRS | Coal Supply for Hendrina-various | PJ,PJa |  | PWRCLEHEND |  |  | 23.5203 |  |  |  | 20.64 | 0.0039747 | 0.012465
| MINCSKENDS32 | Coal Supply for Kendal-South 32 | PJ,PJa |  | PWRCLEKEND |  |  | 17.5607 |  |  |  | 18.48 | 0.0044393 | 0.013922
| MINCSKENDVRS | Coal Supply for Kendal-various | PJ,PJa |  | PWRCLEKEND |  |  | 19.0184 | 3 | 73.7906 |  | 18.48 | 0.0044393 | 0.013922
| MINCSKOMAVRS | Coal Supply for Komati-various | PJ,PJa |  | PWRCLEKOMA |  |  | 28.4292 |  |  |  | 19.68 | 0.0041686 | 0.013073
| MINCSKRIESER | Coal Supply for Kriel-Seriti | PJ,PJa |  | PWRCLEKRIE |  |  | 25.3351 | 3 | 95.7586 |  | 20.94 | 0.0039177 | 0.012286
| MINCSKRIEVRS | Coal Supply for Kriel-various | PJ,PJa |  | PWRCLEKRIE |  |  | 20.0276 |  |  |  | 20.94 | 0.0039177 | 0.012286
| MINCSKUSINLG | Coal Supply for Kusile-New Largo | PJ,PJa |  | PWRCLEKUSI |  |  | 16.05 | 3 | 156 | 2022 | 19.5 | 0.0042071 | 0.013193
| MINCSKUSIVRS | Coal Supply for Kusile-various | PJ,PJa |  | PWRCLEKUSI |  |  | 25.8444 |  |  |  | 17.53 | 0.0046798 | 0.014676
| MINCSLETHSER | Coal Supply for Lethabo-Seriti | PJ,PJa |  | PWRCLELETH |  |  | 11.8203 |  |  |  | 15.4 | 0.0053271 | 0.016706
| MINCSMAJUVRS | Coal Supply for Majuba-various | PJ,PJa |  | PWRCLEMAJU |  |  | 18.9536 |  |  |  | 18.62 | 0.0044059 | 0.013817
| MINCSMATIEXX | Coal Supply for Matimba-Exxaro | PJ,PJa |  | PWRCLEMATI |  |  | 14.3232 |  |  |  | 18.69 | 0.0043894 | 0.013765
| MINCSMATLEXX | Coal Supply for Matla-Exxaro | PJ,PJa |  | PWRCLEMATL |  |  | 26.2008 |  |  |  | 19.81 | 0.0041412 | 0.012987
| MINCSMATLVRS | Coal Supply for Matla-various | PJ,PJa |  | PWRCLEMATL |  |  | 22.4268 | 3 | 70.0878 |  | 19.81 | 0.0041412 | 0.012987
| MINCSMEDUEXX | Coal Supply for Medupi-Exxaro | PJ,PJa |  | PWRCLEMEDU |  |  | 17.5332 |  |  |  | 18.69 | 0.0043894 | 0.013765
| MINCSTUTUSER | Coal Supply for Tutuka-Seriti | PJ,PJa |  | PWRCLETUTU |  |  | 28.5275 |  |  |  | 20.35 | 0.0040313 | 0.012642
| MINCSTUTUVRS | Coal Supply for Tutuka-various | PJ,PJa |  | PWRCLETUTU |  |  | 25.1237 | 3 | 110.236 |  | 20.35 | 0.0040313 | 0.012642
* Fuel supply
| XPWROHF | Power Oil HFO | PJ,PJa |  | PWROHF |  |  | 120 | [6 empty] | 1 | 0.003 | 0.01 | 77.4 | 0.0006 | 0.005 | 0.2 | 1.5291
| XPWROKE | Power Oil Kerosene | PJ,PJa |  | PWROKE |  |  | 150 | [6 empty] | 1 | 0.003 | 0.01 | 72.9 | 0.0006 | 0.005 | 0.2 | 0.0459
| XPWRODS | Power Oil Diesel | PJ,PJa |  | PWRODS |  |  | 136
| XPWRGIC | Power Natural Gas Coastal | PJ,PJa |  | PWRGIC |  |  | 100
| XPWRCLE | Power Coal Low Grade | PJ,PJa |  | PWRCLE
| XPWRNUC | Power Nuclear Fuel | PJ,PJa |  | PWRNUC
| XPWRHYD | Power Hydro Energy | PJ,PJa |  | PWRHYD
| XPWRSOL | Power Solar Energy | PJ,PJa |  | PWRSOL
| XPWRWND | Power Wind Energy | PJ,PJa |  | PWRWND
| MINPWRWAT | Water Supply for Power Sector | PJ,PJa |  | PWRWAT
Note on G7: If Process Activity is: Output-based, leave blank. Input-based, insert I.
Note on N8: [Threaded comment] Your version of Excel allows you to read this threaded comment; however, any edits to it will get removed if the file is opened in a newer version of Excel. Learn more: https://go.microsoft.com/fwlink/?linkid=870924 Comment: From inventory, assuming constant opencast vs underground ratios in ktonCO2/mton coal. This could be improved in the future, given info about each type of mine.
Note on I11: [Threaded comment] Your version of Excel allows you to read this threaded comment; however, any edits to it will get removed if the file is opened in a newer version of Excel. Learn more: https://go.microsoft.com/fwlink/?linkid=870924 Comment: old price (updated 2020)
Note on L20: [Threaded comment] Your version of Excel allows you to read this threaded comment; however, any edits to it will get removed if the file is opened in a newer version of Excel. Learn more: https://go.microsoft.com/fwlink/?linkid=870924 Comment: https://www.miningmx.com/news/energy/40797-seriti-resources-coal-deal-with-eskoms-kusile-still-18-months-away/

## CommData
CommData | REGION1 | [6 empty] | * |  | * | * | * | * | * | * | * | * | * | * | * | * | * | * | * | * | * | *
CommData
[7 empty] | mR/GWh |  |  |  |  | Environmental Levy |  |  | 1000
|  |  |  | COM_PKRSV | COM_PKRSV | COM_PEAK | COM_CSTNET | COM_CSTNET | COM_CSTNET | COM_CSTNET | COM_CSTNET | Deflate Env Levy? |  | 1
[7 empty] | ANNUAL | ANNUAL | ANNUAL | ANNUAL | ANNUAL |  |  | 2015 | 0 | 2020 | 2030 | 2040 | 2050
[12 empty] | Inflation |  |  |  |  | 4% | 3.5% | 3%
| CommName | CommDesc | Units | 2024 | 2025 | TID |  | 2020 | 2030 | 2040 | 2050 | Deflator |  | 1 | 1.1195 | 1.2594 | 1.8643 | 2.6298 | 3.5342
| ELCC | Electricity Upstream Transmission | PJ | 0 | 0.15 | 1 | [5 empty] | Environmental levy | 2015 c/kWh | 3.5 | 3.1265 | 2.779 | 1.8774 | 1.3309 | 0.99033
| PWRENV | For tracking environmental Levy | KT |  |  |  | 0.031265 | 0.02779 | 0.018774 | 0.013309 | 0.0099033 |  | 2015 mR/GWh | 0.035 | 0.031265 | 0.02779 | 0.018774 | 0.013309 | 0.0099033
| PWRSOXS | Power Sector Sulphur gases South Africa | KT |  |  |  | 6.7889 | [5 empty] | PWRENV (GWh) |  | 218142
| PWRNOXS | Power Sector Nitrogen gases South Africa | KT |  |  |  | 3.9795
| PWRPM10 | Power Sector Particulate Emissions | KT |  |  |  | 10.1101 |  |  |  |  | Local air pollutants and externality costs
Summary (damage cost R/kg)
[14 empty] | Selected |  |  | Nkambule & Blignaut 2017 (see table below)
[14 empty] | IRP 2019 | IRP 2019 | CoBenefits High | Low | Mid | High
[13 empty] | 2015 R/kg | 2017 R/kg
[12 empty] | Sox | 6.7889 | 7.6 | 7.6 | 14.5445 | 29 | 51.6 | 86.8
[12 empty] | Nox | 3.9795 | 4.455 | 4.455 | 8.5257 | 26.7 | 41.9 | 64.7
[12 empty] | Particulates | 10.1101 | 11.318 | 11.318 | 21.6598 | 116.7 | 227.2 | 402.3
[12 empty] | R/kwh |  |  | 0.07838 | 0.15
[13 empty] | Cost (mR) |  | 6820.1366
Source: IRP 2019
Total
[12 empty] | Externality Costs (From IRP 2019) |  | Nox |  | Sox |  | Hg |  | PM
[13 empty] | 2017 R/kG | 4.455 |  | 7.6 |  | 0.041 |  | 11.318
[13 empty] | 2015 R/kG (mR/kton) | 3.9795 |  | 6.7889 | [5 empty] | 2013 Rands | Thopil 2013 has 5.55 c/kWh
[13 empty] | 2017 c/kwh | 0.85091 |  | 6.84 |  |  |  |  | 7.6909 | 6.2114
[17 empty] | Checks (EPRI) | [5 empty] | Blgnaut 2017 |  | R/MWh | c/kWh | 2013 c/kWh
[17 empty] | MWh | kg/MWh | kg | R | mR |  | Levelized cost total |  | 2051 | 205.1
[12 empty] | Checks | Value (from model) |  |  |  | 218142000 | [5 empty] | GHG | 379.5 | 237.9052 | 23.7905
[12 empty] | Nox | kton |  | 654.2 |  |  | 1.91 | 416651220 | 1856181185.1 | 1856.1812 | 10.86% | Pollution | 749.6 | 469.9177 | 46.9918 | 37.952
[13 empty] | 2019 mR |  | 2914.461 | [7 empty] | Water | 2142.6 | 1343.1771 | 134.3177
[12 empty] | Sox | kton |  | 1367.3 |  |  | 9 | 1963278000 | 14920912800 | 14920.9128 | 87.27% |  | 3271.7
[13 empty] | 2019 mR |  | 10391.48
[12 empty] | Particulates | [5 empty] | 0.13 | 28358460 | 320961050.28 | 320.9611 | 1.877%
[12 empty] | Mercury | [5 empty] | 9.8555e-05 | 21499.0265 | 881.4601 | 0.00088146 | 5.155e-06%
[20 empty] | mR | 17098.0559
[20 empty] | m kWh | 218142
[20 empty] | R/kWh | 0.07838
[12 empty] | Total Eskom Mercury in 2015 |  | tons | 19.7 | Garnham, B.; Langerman, K.E. (2016): Belinda L.; Langerman, Kristy E. (2016): Mercury emissions from South Africa’s coal-fired power stations. Clean Air Journal. 26(2): 14 – 20
[12 empty] | Total coal fired sent out |  | GWh | 199888 | Eskom Integrated report 2019 (FY 2015/2016)
[12 empty] | Mercury emission factor |  | kg/MWh | 9.8555e-05
[12 empty] | Blignaut 2017 | [12 empty] | https://www.cobenefits.info/wp-content/uploads/2019/10/COBENEFITS-Study-South-Africa-Health.pdf

## ProcDataRM
ProcData | REGION1 | [5 empty] | * | * | * | * | * | * | * | * |  |  |  | * | * | * | * | * | * | * | * | * | * | * | * | * | * | * | *
ProcDataRM | [12 empty] | Selected | [7 empty] | REF |  |  |  |  | LEAF
[7 empty] | Number of Units | Availability 2012 | Availability 2017 | Availability 2020 | Availability 2025 | Availability 2030 | Number of units derated | Maximum contribution in terms of capacity | Maximum contribution in terms of capacity | Maximum contribution in terms of capacity | Maximum contribution in terms of capacity | Capacity in 2020 | Maximum contribution in terms of capacity | Contributions in terms of energy | Number of units derated | Maximum contribution in terms of capacity | Maximum contribution in terms of capacity | Maximum contribution in terms of capacity | Maximum contribution in terms of capacity | Number of units derated | Maximum contribution in terms of capacity | Maximum contribution in terms of capacity | Maximum contribution in terms of capacity | Maximum contribution in terms of capacity
[7 empty] | Selected EAF Scenario | LEAF | [5 empty] | NCAP_AF-UP | NCAP_AF-UP | NCAP_AF-UP | NCAP_AF-UP |  |  |  |  | NCAP_AF-UP | NCAP_AF-UP | NCAP_AF-UP | NCAP_AF-UP |  | NCAP_AF-UP | NCAP_AF-UP | NCAP_AF-UP | NCAP_AF-UP
[8 empty] | REF | LEAF |  |  |  |  | ANNUAL | ANNUAL | ANNUAL | ANNUAL |  |  |  |  | ANNUAL | ANNUAL | ANNUAL | ANNUAL |  | ANNUAL | ANNUAL | ANNUAL | ANNUAL
[18 empty] | Eskom only | 35.9767
| ProcName | ProcDesc | ProcUnits | CommIN | CommOUT | Activity I/O | [7 empty] | 2017 | 2021 | 2025 | 2030 | 50.798 | 36.762 | 868.2219 |  | 2017 | 2020 | 2025 | 2030 |  | 2017 | 2020 | 2025 | 2030 |  |  | https://www.eskom.co.za/Whatweredoing/SupplyStatus/Pages/SupplyStatusT.aspx
* Existing Power Plants
| ETCLECAMD-E | CAMDEN | PJ,GW | PWRCLECAMD | ELCC |  | 8 | 0.65972 | 0.54112 | 0.504 | 0.46223 | 0.48821 | 4 | 0.67 | 0.5 | 0.5625 | 0.5625 | 1.481 | 0.7405 | 23.5392 | 3 | 0.67 | 0.625 |  |  | 4 | 0.67 | 0.5 | 0.53125 | 0.5625
| ETCLEGROO-E | GROOTVLEI | PJ,GW | PWRCLEGROO | ELCC |  | 3 | 0.57509 | 0.3675 | 0.74886 | 0.4 | 0.7107 | 1.5 | 0.6 | 0.5 | 0.5 | 0.5 | 0.57 | 0.285 | 13.4611 | 1.5 | 0.6 | 0.5 |  |  | 1.5 | 0.6 | 0.5 | 0.5 | 0.5
| ETCLEKOMA-E | KOMATI | PJ,GW | PWRCLEKOMA | ELCC |  | 4 | 0.59229 | 0.33923 | 0.73408 | 0.4 | 0.69667 | 2 | 0.6 | 0.5 | 0.625 | 0.625 | 0.205 | 0.1025 | 4.7457 | 1 | 0.6 | 0.75 |  |  | 2 | 0.6 | 0.5 | 0.5625 | 0.625
| ETCLEARNO-E | ARNOT | PJ,GW | PWRCLEARNO | ELCC |  | 6 | 0.61122 | 0.52902 | 0.5465 | 0.47997 | 0.52105 | 2.5 | 0.8 | 0.58333 | 0.625 | 0.625 | 2.232 | 1.302 | 38.4675 | 2 | 0.8 | 0.66667 |  |  | 2.5 | 0.8 | 0.58333 | 0.60417 | 0.625
| ETCLEDUVH-E | DUVHA | PJ,GW | PWRCLEDUVH | ELCC |  | 5 | 0.5762 | 0.54923 | 0.45763 | 0.44801 | 0.4796 | 2.5 | 0.8 | 0.5 | 0.55 | 0.55 | 2.875 | 1.4375 | 41.4917 | 2 | 0.8 | 0.6 |  |  | 2.5 | 0.8 | 0.5 | 0.525 | 0.55
| ETCLEHEND-E | HENDRINA | PJ,GW | PWRCLEHEND | ELCC |  | 7 | 0.58084 | 0.55584 | 0.51181 | 0.50834 | 0.55286 | 2.5 | 0.8 | 0.64286 | 0.67857 | 0.67857 | 1.293 | 0.83121 | 20.8697 | 2 | 0.8 | 0.71429 |  |  | 2.5 | 0.8 | 0.64286 | 0.66071 | 0.67857
| ETCLEKEND-E | KENDAL | PJ,GW | PWRCLEKEND | ELCC |  | 6 | 0.77883 | 0.7392 | 0.63572 | 0.64242 | 0.58831 | 2 | 1 | 0.66667 | 0.75 | 0.75 | 3.84 | 2.56 | 76.9846 | 1 | 1 | 0.83333 |  |  | 2 | 1 | 0.66667 | 0.70833 | 0.75
| ETCLEKRIE-E | KRIEL | PJ,GW | PWRCLEKRIE | ELCC |  | 6 | 0.66373 | 0.51428 | 0.45444 | 0.47235 | 0.43551 | 3 | 0.8 | 0.5 | 0.58333 | 0.58333 | 2.85 | 1.425 | 40.844 | 2 | 0.8 | 0.66667 |  |  | 3 | 0.8 | 0.5 | 0.54167 | 0.58333
| ETCLELETH-E | LETHABO | PJ,GW | PWRCLELETH | ELCC |  | 6 | 0.72126 | 0.61629 | 0.62143 | 0.54887 | 0.60276 | 2 | 0.8 | 0.66667 | 0.75 | 0.75 | 3.558 | 2.372 | 69.7278 | 1 | 0.8 | 0.83333 |  |  | 2 | 0.8 | 0.66667 | 0.70833 | 0.75
| ETCLEMAJD-E | MAJUBA DRY | PJ,GW | PWRCLEMAJU | ELCC |  | 3 | 0.73613 | 0.69869 | 0.67206 | 0.66755 | 0.67683 | 1 | 0.8 | 0.66667 | 0.75 | 0.75 | 1.833 | 1.222 | 38.8488 | 0.5 | 0.8 | 0.83333 |  |  | 1 | 0.8 | 0.66667 | 0.70833 | 0.75
| ETCLEMAJW-E | MAJUBA WET | PJ,GW | PWRCLEMAJU | ELCC |  | 3 | 0.73613 | 0.69869 | 0.67206 | 0.66755 | 0.67683 | 1 | 0.8 | 0.66667 | 0.75 | 0.75 | 2.01 | 1.34 | 42.6001 | 0.5 | 0.8 | 0.83333 |  |  | 1 | 0.8 | 0.66667 | 0.70833 | 0.75
| ETCLEMATI-E | MATIMBA | PJ,GW | PWRCLEMATI | ELCC |  | 6 | 0.82644 | 0.80941 | 0.8275 | 0.7837 | 0.8164 | 0.5 | 1 | 0.91667 | 0.95833 | 0.95833 | 3.69 | 3.3825 | 96.2944 | 0 | 1 | 1 |  |  | 0.5 | 1 | 0.91667 | 0.9375 | 0.95833
| ETCLEMATL-E | MATLA | PJ,GW | PWRCLEMATL | ELCC |  | 6 | 0.72595 | 0.64697 | 0.61916 | 0.61114 | 0.63567 | 2 | 1 | 0.66667 | 0.75 | 0.75 | 3.45 | 2.3 | 67.3641 | 1 | 1 | 0.83333 |  |  | 2 | 1 | 0.66667 | 0.70833 | 0.75
| ETCLETUTU-E | TUTUKA | PJ,GW | PWRCLETUTU | ELCC |  | 6 | 0.6279 | 0.53811 | 0.4709 | 0.44823 | 0.43089 | 2.5 | 0.8 | 0.58333 | 0.625 | 0.625 | 3.51 | 2.0475 | 52.125 | 2 | 0.8 | 0.66667 |  |  | 2.5 | 0.8 | 0.58333 | 0.60417 | 0.625
| ETCLEKELB-E | KELVIN B | PJ,GW | PWRCLE | ELCC |  | 3 | 0 | 0 | 0.32479 | 0 | 0 | 2 | 0.8 | 0.33333 | 0.33333 | 0.33333 | 0.6 | 0.2 | 6.1455 | 2 | 0.8 | 0.33333 |  |  | 2 | 0.8 | 0.33333 | 0.33333 | 0.33333
| ETCLEPFSS-E | Sasol SSF Coal Plant | PJ,GW | UPSCLE | UPSELC |  | 6 | 0 | 0 | 0.73182 | 0.73182 | 0.73182 | 1 | 1 | 0.83333 | 0.83333 | 0.83333 | 0.6 | 0.5 | 13.8473 | 1 | 1 | 0.83333 |  |  | 1 | 1 | 0.83333 | 0.83333 | 0.83333
| ETCLEPFSI-E | Sasol Infrachem Coal Plant | PJ,GW | INDCLE | ICPELC |  | 3 | 0 | 0 | 0.55688 | 0.55688 | 0.55688 | 1 | 0.8 | 0.66667 | 0.66667 | 0.66667 | 0.128 | 0.085333 | 2.2479 | 1 | 0.8 | 0.66667 |  |  | 1 | 0.8 | 0.66667 | 0.66667 | 0.66667
| ETODSGT-E | OCGT liquid fuels Existing | PJ,GW | PWRODS | ELCC |  |  | 0.05 | 0.05 | 0.05 | 0.05 | 0.05 |  |  | 1 |  |  | 2.4 | 2.4 | 3.7843 |  |  | 1 |  |  |  |  | 1
| ERHYD-E | Hydro Existing South Africa | PJ,GW | PWRHYD | ELCC |  |  | 0 | 0 | 0.12002 | 0.12002 | 0.12002 |  |  | 1 |  |  | 0.665 | 0.665 | 2.5169 |  |  | 1 |  |  |  |  | 1
| ERHYD-I | Hydro Existing Region | PJ,GW |  | ELCC |  |  | 0 | 0 | 0.68987 | 0 | 0 |  |  | 1 |  |  | 1.5 | 1.5 | 32.6336 |  |  | 1 |  |  |  |  | 1
| ETNUC-E | Nuclear Existing | PJ,GW | PWRNUC | ELCC |  |  | 0 | 0 | 0.92602 | 0.8416 | 0.8416 |  |  | 1 |  |  | 1.86 | 1.86 | 54.3174 |  |  | 1 |  |  |  |  | 1
| EPTSTO-E | Pump Storage All Existing - Single Storage Tech | PJ,GW | ELCC | ELCC |  |  | 0 | 0 | 0 | 0 | 0 |  |  | 1 |  |  | 1.58 | 1.58 | 0 |  |  | 1 |  |  |  |  | 1
* New Power Plants - Grid
| ETCLEMEDU-N | MEDUPI | PJ,GW | PWRCLEMEDU | ELCC |  | 5 | 0 | 0.8 | 0.69589 | 0.70966 | 0.67969 | 1 |  | 0.8 | 0.9 | 1 | 3.61 | 2.888 | 79.2233 | 1 |  | 0.8 | 1 | 1 | 1 |  | 0.8 | 0.9 | 1
| ETCLEKUSI-N | KUSILE | PJ,GW | PWRCLEKUSI | ELCC |  | 2.9543 | 0 | 0.55218 | 0.6624 | 0.72058 | 0.66594 | 1 |  | 0.66151 | 0.8 | 1 | 2.133 | 1.411 | 44.5572 | 1 |  | 0.66151 | 0.8 | 1 | 1 |  | 0.66151 | 0.8 | 1
| ETCLEWATE-N | Generic Waterberg Coal Plant | PJ,GW | PWRCLEMEDU | ELCC |  |  | 0 | 0 | 0.8 | 0 | 0 |  |  | 1 |  |  | 0 | 0 | 0 |  |  | 1 |  |  |  |  | 1
| ETCLE-CCS-N | Generic Waterberg Coal Plant with CCS | PJ,GW | PWRCLEMEDU | ELCC |  |  | 0 | 0 | 0.8 | 0 | 0 |  |  | 1 |  |  | 0 | 0 | 0 |  |  | 1 |  |  |  |  | 1
| EPTSTO-N | Pumped Storage New Ingula - Single Storage Tech | PJ,GW | ELCC | ELCC |  |  | 0 | 0 | 0 | 0 | 0 |  |  | 1 |  |  | 1.32 | 1.32 | 0 |  |  | 1 |  |  |  |  | 1
| ETODSGT-N | DOE Peakers | PJ,GW | PWRODS | ELCC |  |  | 0.05 | 0.05 | 0.05 | 0.05 | 0.05 |  |  | 1 |  |  | 1.005 | 1.005 | 1.5847 |  |  | 1 |  |  |  |  | 1
| ETCLDFB-N | Fluidised Bed Combustion Coal | PJ,GW | PWRCLD | ELCC |  |  | 0 | 0 | 0.8 | 0.8 | 0.8 |  |  | 1 |  |  | 0 | 0 | 0 |  |  | 1 |  |  |  |  | 1
| ERHYD-N | Micro hydro | PJ,GW | PWRHYD | ELCC | [9 empty] | 0 |  |  | 0 | 0 | 0 |  |  | 0 |  |  |  |  | 0
| ETNUC-N | Nuclear Mid | PJ,GW | PWRNUC | ELCC |  |  | 0 | 0 | 0.85 | 0.85 | 0.85 |  |  | 1 |  |  | 0 | 0 | 0 |  |  | 1 |  |  |  |  | 1
| ERSOLTC09-N | Solar Central Receiver 09 hrs storage | PJ,GW | PWRSOL | ELCC |  |  | 0 | 0 | 0.46798 | 0.46798 | 0.46798 | [6 empty] | 0 | 0
| ERSOLPCF-N | Solar PV Fixed | PJ,GW | PWRSOL | ELCC |  |  | 0 | 0.93805 | 0.25 | 0.25 | 0.25 | [6 empty] | 0 | 0
| ERSOLPCT-N | Solar PV tracking | PJ,GW | PWRSOL | ELCC |  |  | 0 | 0 | 0.28 | 0.28 | 0.28 | [6 empty] | 0 | 0
| ERWNDH-N | Wind | PJ,GW | PWRWND | ELCC |  |  | 0.37042 | 0.40021 | 0.37476 | 0.38676 | 0.39875 | [6 empty] | 0 | 0
| ERHYDGIW-I | Grand Inga | PJ,GW |  | ELCC |  |  | 0 | 0 | 0.78 | 0.78 | 0.78 |  |  | 1 | [7 empty] | 1 |  |  |  |  | 1
| ETGICGT-N | Open Cycle Gas Turbine - LNG | PJ,GW | PWRGIC | ELCC |  |  | 0.1 | 0.1 | 0.1 | 0.1 | 0.1 |  |  | 1 | [7 empty] | 1 |  |  |  |  | 1
| ETHGNGT-N | Hydrogen Turbine or FuelCell | PJ,GW | PWRHGN | ELCC |  |  | 0.1 | 0.1 | 0.1 | 0.1 | 0.1 |  |  | 1 | [7 empty] | 1 |  |  |  |  | 1
| ETGICCC-N | Combined Cycle Gas Turbine - LNG | PJ,GW | PWRGIC | ELCC |  |  | 0.5 | 0.5 | 0.5 | 0.5 | 0.5 |  |  | 1 | [7 empty] | 1 |  |  |  |  | 1
| ETGICCC-CCS-N | Combined Cycle Gas Turbine - LNG with CCS | PJ,GW | PWRGIC | ELCC |  |  | 0.5 | 0.5 | 0.5 | 0.5 | 0.5 |  |  | 1 | [7 empty] | 1 |  |  |  |  | 1
| ETGICEN-N | Gas Engines - LNG | PJ,GW | PWRGIC | ELCC |  |  | 0.5 | 0.5 | 0.5 | 0.5 | 0.5 |  |  | 1 | [7 empty] | 1 |  |  |  |  | 1
| ERBIO-N | Biomass municipal waste | PJ,GW | PWRBIO | ELCC |  |  | 0.5 | 0.5 | 0.5 | 0.5 | 0.5
| ERBIG-N | Landfill gas | PJ,GW | PWRBIG | ELCC |  |  | 0.5 | 0.5 | 0.5 | 0.5 | 0.5
| ESTSUTL | Utility Scale Storage - 4hrs | PJ,GW | ELCC | ELCC |  |  | 0 | 0 | 0 | 0 | 0 |  |  | 1 | [7 empty] | 1 |  |  |  |  | 1
* New Power Plants - On-site
| ERSOLPRC-N | Solar PV rooftop commercial | PJ,GW | PWRSOL | COMELC |  |  | 0 | 0 | 0 | 0 | 0
| ERSOLPRR-N | Solar PV rooftop residential | PJ,GW | PWRSOL | RESELC |  |  | 0 | 0 | 0 | 0 | 0
| ERSOLPRI-N | Solar PV rooftop Industry | PJ,GW | PWRSOL | INDELC |  |  | 0 | 0 | 0 | 0 | 0
| ETGASENSS-N | Sasol SSF Gas Plant | PJ,GW | PWRGAS | UPSELC |  |  | 0 | 0 | 0 | 0 | 0 |  |  | 1 | [7 empty] | 1 |  |  |  |  | 1
| ETGASENSI-N | Sasol Infrachem Gas Plant | PJ,GW | PWRGAS | ICPELC |  |  | 0 | 0 | 0 | 0 | 0 |  |  | 1 | [7 empty] | 1 |  |  |  |  | 1
Note on G7: If Process Activity is: Output-based, leave blank. Input-based, insert I.

## ProcDataAux
ProcData | REGION1 | [8 empty] | * | * | * | * | * | * | *
ProcDataAux
[7 empty] | Relationship between main activity flow and other flows | Relationship between main activity flow and other flows | Relationship between main activity flow and other flows (l/GJ) | Total Elc (PJ) | 723.97
[7 empty] | PRC_ACTFLO | PRC_ACTFLO | PRC_ACTFLO | Total HFO (PJ) | 10.548
[7 empty] | PWROHF | PWROKE | PWRWAT | HFO per ELC | 0.01457
[5 empty] | ~FI_T |  |  |  |  | Total Kerosene (PJ) | 1.601
| TechName | *TechDesc | *ProcUnits | Comm-IN | Comm-OUT | *Activity I/O | PRC_ACTFLO | PRC_ACTFLO | PRC_ACTFLO | Kerosene per ELC | 0.0022114 | Process | Power Plant | Ecoal elc output (PJ) | Water (l/MWh) | Source
* Existing Power Plants | [11 empty] | ETCLEARNO-E | ARNOT | 37.24 | 2124.1667 | Eskom 2011
| ETCLECAMD-E | CAMDEN | #REF! | PWROHF | ELCC |  | 0.01457 |  |  |  |  | ETCLECAMD-E | CAMDEN | 25.27 | 2565.3333 | Eskom 2011
|  |  |  | PWROKE |  |  |  | 0.0022114 |  |  |  | ETCLEDUVH-E | DUVHA | 49.8 | 2064 | Eskom 2011
|  |  |  | PWRWAT |  |  |  |  | 712.5926 |  |  | ETCLEGROO-E | GROOTVLEI | 12.98 | 2248.25 | Eskom 2011
| ETCLEGROO-E | GROOTVLEI | #REF! | PWROHF | ELCC |  | 0.01457 |  |  |  |  | ETCLEHEND-E | HENDRINA | 28.71 | 2399.0833 | Eskom 2011
|  |  |  | PWROKE |  |  |  | 0.0022114 |  |  |  | ETCLEKELB-E | Kelvin |  | 2565.3333 | Esimate
|  |  |  | PWRWAT |  |  |  |  | 624.5139 |  |  | ETCLEKEND-E | KENDAL | 89.52 | 144.0833 | Eskom 2011
| ETCLEKOMA-E | KOMATI | #REF! | PWROHF | ELCC |  | 0.01457 |  |  |  |  | ETCLEKOMA-E | KOMATI | 9.67 | 3032.0833 | Eskom 2011
|  |  |  | PWROKE |  |  |  | 0.0022114 |  |  |  | ETCLEKRIE-E | KRIEL | 46.22 | 2215 | Eskom 2011
|  |  |  | PWRWAT |  |  |  |  | 842.2454 |  |  | ETCLEKUSI-N | Kusile | 10.16 | 231 | EPRI 2017 - with FGD
| ETCLEARNO-E | ARNOT | #REF! | PWROHF | ELCC |  | 0.01457 |  |  |  |  | ETCLELETH-E | LETHABO | 69.15 | 1817.5833 | Eskom 2011
|  |  |  | PWROKE |  |  |  | 0.0022114 |  |  |  | ETCLEMAJD-E | MAJUBA DRY | 40.39 | 130 | Eskom 2011
|  |  |  | PWRWAT |  |  |  |  | 590.0463 |  |  | ETCLEMAJW-E | MAJUBA WET | 44.29 | 1800 | Eskom 2011
| ETCLEDUVH-E | DUVHA | #REF! | PWROHF | ELCC |  | 0.01457 |  |  |  |  | ETCLEMATI-E | MATIMBA | 94.19 | 111.0833 | Eskom 2011
|  |  |  | PWROKE |  |  |  | 0.0022114 |  |  |  | ETCLEMATL-E | MATLA | 70.39 | 1963.5833 | Eskom 2011
|  |  |  | PWRWAT |  |  |  |  | 573.3333 |  |  | ETCLEMEDU-N | Medupi | 36.43 | 33.4 | EPRI 2017 - with FGD
| ETCLEHEND-E | HENDRINA | #REF! | PWROHF | ELCC |  | 0.01457 |  |  |  |  | ETCLETUTU-E | TUTUKA | 59.56 | 1965.9167 | Eskom 2011
|  |  |  | PWROKE |  |  |  | 0.0022114 |  |  |  | ETCLEPFSS-E | Sasol SSF Coal Plant |  | 2565.3333 | Esimate
|  |  |  | PWRWAT |  |  |  |  | 666.412 |  |  | ETCLEPFSI-E | Sasol Infrachem Coal Plant |  | 2565.3333 | Esimate
| ETCLEKEND-E | KENDAL | #REF! | PWROHF | ELCC |  | 0.01457 |  |  |  |  | ETODSGT-E | OCGT liquid fuels Existing |  | 0 | EPRI 2017
|  |  |  | PWROKE |  |  |  | 0.0022114 |  |  |  | ETODSGT-N | DOE Peakers |  | 0 | EPRI 2017
|  |  |  | PWRWAT |  |  |  |  | 40.0231 |  |  | ETGICGT-N | Open Cycle Gas Turbine - LNG |  | 0 | EPRI 2017
| ETCLEKRIE-E | KRIEL | #REF! | PWROHF | ELCC |  | 0.01457 |  |  |  |  | ETHGNGT-N | Hydrogen Turbine or FuelCell |  | 0 | EPRI 2017
|  |  |  | PWROKE |  |  |  | 0.0022114 |  |  |  | ETGICCC-N | Combined Cycle Gas Turbine - LNG |  | 12.8 | EPRI 2017
|  |  |  | PWRWAT |  |  |  |  | 615.2778 |  |  | ETGICCC-CCS-N | Combined Cycle Gas Turbine - LNG with CCS |  | 19.3 | EPRI 2017
| ETCLELETH-E | LETHABO | #REF! | PWROHF | ELCC |  | 0.01457 |  |  |  |  | ETGICEN-N | Gas Engines - LNG |  | 0 | EPRI 2017
|  |  |  | PWROKE |  |  |  | 0.0022114 |  |  |  | ETCLEWATE-N | Generic Waterberg Coal Plant |  | 231 | EPRI 2017 - with FGD
|  |  |  | PWRWAT |  |  |  |  | 504.8843 |  |  | ETCLE-CCS-N | Generic Waterberg Coal Plant with CCS |  | 320 | EPRI 2017
| ETCLEMAJD-E | MAJUBA DRY | #REF! | PWROHF | ELCC |  | 0.01457 |  |  |  |  | ETCLDFB-N | Fluidised Bed Combustion Coal |  | 33 | EPRI 2017
|  |  |  | PWROKE |  |  |  | 0.0022114
|  |  |  | PWRWAT |  |  |  |  | 36.1111
| ETCLEMAJW-E | MAJUBA WET | #REF! | PWROHF | ELCC |  | 0.01457
|  |  |  | PWROKE |  |  |  | 0.0022114
|  |  |  | PWRWAT |  |  |  |  | 500
| ETCLEMATI-E | MATIMBA | #REF! | PWROHF | ELCC |  | 0.01457
|  |  |  | PWROKE |  |  |  | 0.0022114
|  |  |  | PWRWAT |  |  |  |  | 30.8565
| ETCLEMATL-E | MATLA | #REF! | PWROHF | ELCC |  | 0.01457
|  |  |  | PWROKE |  |  |  | 0.0022114 |  |  |  | Water Consumption l/MWh received from Eskom Petro Hendricks via Gina Downes August 2011
|  |  |  | PWRWAT |  |  |  |  | 545.4398
| ETCLETUTU-E | TUTUKA | #REF! | PWROHF | ELCC |  | 0.01457 |  |  |  |  | Arnot | 2124.1667
|  |  |  | PWROKE |  |  |  | 0.0022114 |  |  |  | Hendrina | 2399.0833
|  |  |  | PWRWAT |  |  |  |  | 546.088 |  |  | Duvha | 2064
| ETCLEKELB-E | KELVIN B | #REF! | PWROHF | ELCC |  | 0.01457 |  |  |  |  | Kriel | 2215
|  |  |  | PWROKE |  |  |  | 0.0022114 |  |  |  | Kendal | 144.0833
|  |  |  | PWRWAT |  |  |  |  | 712.5926 |  |  | Matla | 1963.5833
* New Power Plants - Grid | [11 empty] | Tutuka | 1965.9167
| ETCLEMEDU-N | MEDUPI | PJ,GW | PWROHF | ELCC |  | 0.01457 |  |  |  |  | Lethabo | 1817.5833
|  |  |  | PWROKE |  |  |  | 0.0022114 |  |  |  | Matimba | 111.0833
|  |  |  | PWRWAT |  |  |  |  | 9.2778 |  |  | Majuba | 981.1667
| ETCLEKUSI-N | KUSILE | PJ,GW | PWROHF | ELCC |  | 0.01457 |  |  |  |  | Camden | 2565.3333
|  |  |  | PWROKE |  |  |  | 0.0022114 |  |  |  | Grootvlei | 2248.25
|  |  |  | PWRWAT |  |  |  |  | 64.1667 |  |  | Komati | 3032.0833
| ETCLEWATE-N | Generic Waterberg Coal Plant | PJ,GW | PWROHF | ELCC |  | 0.01457 |  |  |  |  | Koeberg | 68.3333
|  |  |  | PWROKE |  |  |  | 0.0022114
|  |  |  | PWRWAT |  |  |  |  | 64.1667
| ETCLE-CCS-N | Generic Waterberg Coal Plant with CCS | PJ,GW | PWROHF | ELCC |  | 0.01457
|  |  |  | PWROKE |  |  |  | 0.0022114
|  |  |  | PWRWAT |  |  |  |  | 88.8889
| ETCLDFB-N | Fluidised Bed Combustion Coal | PJ,GW | PWRWAT | ELCC |  |  |  | 9.1667
| ETGICCC-N | Combined Cycle Gas Turbine - LNG | PJ,GW | PWRWAT | ELCC |  |  |  | 3.5556
| ETGICCC-CCS-N | Combined Cycle Gas Turbine - LNG with CCS | PJ,GW | PWRWAT | ELCC |  |  |  | 5.3611
Note on M4: [Threaded comment] Your version of Excel allows you to read this threaded comment; however, any edits to it will get removed if the file is opened in a newer version of Excel. Learn more: https://go.microsoft.com/fwlink/?linkid=870924 Comment: From Inventory
Note on G7: If Process Activity is: Output-based, leave blank. Input-based, insert I.
Note on N7: [Threaded comment] Your version of Excel allows you to read this threaded comment; however, any edits to it will get removed if the file is opened in a newer version of Excel. Learn more: https://go.microsoft.com/fwlink/?linkid=870924 Comment: From model run
Note on P13: [Threaded comment] Your version of Excel allows you to read this threaded comment; however, any edits to it will get removed if the file is opened in a newer version of Excel. Learn more: https://go.microsoft.com/fwlink/?linkid=870924 Comment: not counted in Eskom data on auxiliary flows.
Note on Q13: [Threaded comment] Your version of Excel allows you to read this threaded comment; however, any edits to it will get removed if the file is opened in a newer version of Excel. Learn more: https://go.microsoft.com/fwlink/?linkid=870924 Comment: no Reference Data Available
Note on Q17: [Threaded comment] Your version of Excel allows you to read this threaded comment; however, any edits to it will get removed if the file is opened in a newer version of Excel. Learn more: https://go.microsoft.com/fwlink/?linkid=870924 Comment: Assumes with FGD
Note on Q23: [Threaded comment] Your version of Excel allows you to read this threaded comment; however, any edits to it will get removed if the file is opened in a newer version of Excel. Learn more: https://go.microsoft.com/fwlink/?linkid=870924 Comment: Assumes without FGD
Note on Q25: [Threaded comment] Your version of Excel allows you to read this threaded comment; however, any edits to it will get removed if the file is opened in a newer version of Excel. Learn more: https://go.microsoft.com/fwlink/?linkid=870924 Comment: no Reference Data Available
Note on Q26: [Threaded comment] Your version of Excel allows you to read this threaded comment; however, any edits to it will get removed if the file is opened in a newer version of Excel. Learn more: https://go.microsoft.com/fwlink/?linkid=870924 Comment: no Reference Data Available

## ProcDataLowEAF
| REGION1 | [5 empty] | * | * | *
ProcDataLowEAF
[7 empty] | Number of Units | Availability 2012 | Availability 2017 | Annual Availability | Annual Availability | Annual Availability | Annual Availability | Annual Availability | Annual Availability | Annual Availability | Annual Availability | Annual Availability | Annual Availability | Annual Availability
[10 empty] | NCAP_AFA-UP | NCAP_AFA-UP | NCAP_AFA-UP | NCAP_AFA-UP | NCAP_AFA-UP | NCAP_AFA-UP | NCAP_AFA-UP | NCAP_AFA-UP | NCAP_AFA-UP | NCAP_AFA-UP | NCAP_AFA-UP | NCAP_AFA-UP
| ProcName | ProcDesc | ProcUnits | CommIN | CommOUT | Activity I/O |  |  |  | 2020 | 2021 | 2022 | 2023 | 2024 | 2025 | 2026 | 2027 | 2028 | 2029 | 2030 | 2035
* Existing Power Plants
| ETCLECAMD-E | CAMDEN | #REF! | PWRCLECAMD | ELCC |  | 8 | 0.65972 | 0.54112 | 0.504 | 0.45686 | 0.48821 | 0.50171 | 0.47572 | 0.46223 | 0.45517 | 0.4481 | 0.44104 | 0.4 | 0.4 | 0.4
| ETCLEGROO-E | GROOTVLEI | #REF! | PWRCLEGROO | ELCC |  | 3 | 0.57509 | 0.3675 | 0.74886 | 0.72978 | 0.7107 | 0.4 | 0.4 | 0.4 | 0.4 | 0.4 | 0.4 | 0.4 | 0.4 | 0.4
| ETCLEKOMA-E | KOMATI | #REF! | PWRCLEKOMA | ELCC |  | 4 | 0.59229 | 0.33923 | 0.73408 | 0.71537 | 0.69667 | 0.4 | 0.4 | 0.4 | 0.4 | 0.4 | 0.4 | 0.4 | 0.4 | 0.4
| ETCLEARNO-E | ARNOT | #REF! | PWRCLEARNO | ELCC |  | 6 | 0.61122 | 0.52902 | 0.5465 | 0.51113 | 0.52105 | 0.48309 | 0.47391 | 0.47997 | 0.50071 | 0.47909 | 0.42524 | 0.4 | 0.4 | 0.4
| ETCLEDUVH-E | DUVHA | #REF! | PWRCLEDUVH | ELCC |  | 5 | 0.5762 | 0.54923 | 0.45763 | 0.4066 | 0.4796 | 0.44159 | 0.47391 | 0.44801 | 0.48519 | 0.4523 | 0.41572 | 0.41918 | 0.40762 | 0.40762
| ETCLEHEND-E | HENDRINA | #REF! | PWRCLEHEND | ELCC |  | 7 | 0.58084 | 0.55584 | 0.51181 | 0.45809 | 0.55286 | 0.53802 | 0.52318 | 0.50834 | 0.4 | 0.4 | 0.4 | 0.4 | 0.4 | 0.4
| ETCLEKEND-E | KENDAL | #REF! | PWRCLEKEND | ELCC |  | 6 | 0.77883 | 0.7392 | 0.63572 | 0.64869 | 0.58831 | 0.64968 | 0.60553 | 0.64242 | 0.64877 | 0.59366 | 0.67407 | 0.6216 | 0.6116 | 0.6116
| ETCLEKRIE-E | KRIEL | #REF! | PWRCLEKRIE | ELCC |  | 6 | 0.66373 | 0.51428 | 0.45444 | 0.51916 | 0.43551 | 0.4 | 0.49187 | 0.47235 | 0.47199 | 0.48953 | 0.4 | 0.41664 | 0.4343 | 0.4343
| ETCLELETH-E | LETHABO | #REF! | PWRCLELETH | ELCC |  | 6 | 0.72126 | 0.61629 | 0.62143 | 0.5925 | 0.60276 | 0.55082 | 0.53117 | 0.54887 | 0.49422 | 0.48257 | 0.48133 | 0.50968 | 0.49665 | 0.49665
| ETCLEMAJD-E | MAJUBA DRY | #REF! | PWRCLEMAJU | ELCC |  | 3 | 0.73613 | 0.69869 | 0.67206 | 0.67852 | 0.67683 | 0.64479 | 0.65351 | 0.66755 | 0.60375 | 0.61736 | 0.61119 | 0.60463 | 0.59475 | 0.59475
| ETCLEMAJW-E | MAJUBA WET | #REF! | PWRCLEMAJU | ELCC |  | 3 | 0.73613 | 0.69869 | 0.67206 | 0.67852 | 0.67683 | 0.64479 | 0.65351 | 0.66755 | 0.60375 | 0.61736 | 0.61119 | 0.60463 | 0.59475 | 0.59475
| ETCLEMATI-E | MATIMBA | #REF! | PWRCLEMATI | ELCC |  | 6 | 0.82644 | 0.80941 | 0.8275 | 0.8014 | 0.8164 | 0.8112 | 0.812 | 0.7837 | 0.7935 | 0.7879 | 0.7645 | 0.8011 | 0.7941 | 0.7941
| ETCLEMATL-E | MATLA | #REF! | PWRCLEMATL | ELCC |  | 6 | 0.72595 | 0.64697 | 0.61916 | 0.62523 | 0.63567 | 0.63014 | 0.60957 | 0.61114 | 0.5997 | 0.59101 | 0.64543 | 0.59399 | 0.58418 | 0.58418
| ETCLETUTU-E | TUTUKA | #REF! | PWRCLETUTU | ELCC |  | 6 | 0.6279 | 0.53811 | 0.4709 | 0.46546 | 0.43089 | 0.45889 | 0.41432 | 0.44823 | 0.41749 | 0.40767 | 0.43747 | 0.40452 | 0.4 | 0.4
* New Power Plants - Grid
| ETCLEMEDU-N | MEDUPI | PJ,GW | PWRCLEMEDU | ELCC |  | 0 | 0 | 0.8 | 0.69589 | 0.72044 | 0.7568 | 0.74211 | 0.74737 | 0.70966 | 0.74029 | 0.7412 | 0.67568 | 0.69014 | 0.67969 | 0.8
| ETCLEKUSI-N | KUSILE | PJ,GW | PWRCLEKUSI | ELCC |  | 0 | 0 | 0.55218 | 0.6624 | 0.69607 | 0.75231 | 0.72311 | 0.71597 | 0.72058 | 0.67331 | 0.70485 | 0.69395 | 0.67629 | 0.66594 | 0.8
Note on G7: If Process Activity is: Output-based, leave blank. Input-based, insert I.

## ProcDataEndoRetire
| REGION1 | [5 empty] | * |  |  |  |  | * | * | *
ProcDataEndoRetire
[7 empty] | Number of Units | Endo retirement upper limit | Endo retirement upper limit | Endo retirement upper limit | Endo-retirement flag | Capacity in 2020 | Capacity | Units Left
[8 empty] | RCAP_BND-UP | RCAP_BND-UP | RCAP_BND-UP | PRC_RCAP |  | Year Endo-retire
[12 empty] | 2020 | 2025
| ProcName | ProcDesc | ProcUnits | CommIN | CommOUT | Activity I/O |  | 0 | 2025 | 2026 | TID
* Existing Power Plants
| ETCLECAMD-E | CAMDEN | #REF! | PWRCLECAMD | ELCC |  | 8 | 3 | 0 | 0 | 1 | 1.481 | 0 | 0
| ETCLEGROO-E | GROOTVLEI | #REF! | PWRCLEGROO | ELCC |  | 3 | 3 | 0 | 0.38 | 1 | 0.57 | 0.57 | 3
| ETCLEKOMA-E | KOMATI | #REF! | PWRCLEKOMA | ELCC |  | 4 | 3 | 0 | 0 | 1 | 0.205 | 0 | 0
| ETCLEARNO-E | ARNOT | #REF! | PWRCLEARNO | ELCC |  | 6 | 3 | 0 | 0.744 | 1 | 2.232 | 2.232 | 6
| ETCLEDUVH-E | DUVHA | #REF! | PWRCLEDUVH | ELCC |  | 5 | 3 | 0 | 1.15 | 1 | 2.875 | 2.875 | 5
| ETCLEHEND-E | HENDRINA | #REF! | PWRCLEHEND | ELCC |  | 7 | 3 | 0 | 0 | 1 | 1.293 | 0 | 0
| ETCLEKEND-E | KENDAL | #REF! | PWRCLEKEND | ELCC |  | 6 | 3 | 0 | 1.28 | 1 | 3.84 | 3.84 | 6
| ETCLEKRIE-E | KRIEL | #REF! | PWRCLEKRIE | ELCC |  | 6 | 3 | 0 | 0.95 | 1 | 2.85 | 2.85 | 6
| ETCLELETH-E | LETHABO | #REF! | PWRCLELETH | ELCC |  | 6 | 3 | 0 | 1.186 | 1 | 3.558 | 3.558 | 6
| ETCLEMAJD-E | MAJUBA DRY | #REF! | PWRCLEMAJU | ELCC |  | 3 | 3 | 0 | 1.222 | 1 | 1.833 | 1.833 | 3
| ETCLEMAJW-E | MAJUBA WET | #REF! | PWRCLEMAJU | ELCC |  | 3 | 3 | 0 | 1.34 | 1 | 2.01 | 2.01 | 3
| ETCLEMATI-E | MATIMBA | #REF! | PWRCLEMATI | ELCC |  | 6 | 3 | 0 | 1.23 | 1 | 3.69 | 3.69 | 6
| ETCLEMATL-E | MATLA | #REF! | PWRCLEMATL | ELCC |  | 6 | 3 | 0 | 1.15 | 1 | 3.45 | 3.45 | 6
| ETCLETUTU-E | TUTUKA | #REF! | PWRCLETUTU | ELCC |  | 6 | 3 | 0 | 1.17 | 1 | 3.51 | 3.51 | 6
| ETCLEKELB-E | KELVIN B | #REF! | PWRCLE | ELCC |  | 3 | 3 | 0 | 0 | 1
| ETCLEPFSS-E | Sasol SSF Coal Plant | #REF! | UPSCLE | UPSELC |  | 6 | 3 | 0 | 0 | 1
| ETCLEPFSI-E | Sasol Infrachem Coal Plant | #REF! | INDCLE | ICPELC |  | 3 | 3 | 0 | 0.085333 | 1 | 0.128 | 0.128 | 3
| ETODSGT-E | OCGT liquid fuels Existing | #REF! | PWRODS | ELCC
| ERHYD-E | Hydro Existing South Africa | #REF! | PWRHYD | ELCC
| ERHYD-I | Hydro Existing Region | #REF! |  | ELCC
| ETNUC-E | Nuclear Existing | #REF! | PWRNUC | ELCC
| EPTSTO-E | Pump Storage All Existing - Single Storage Tech | #REF! | ELCC | ELCC
* New Power Plants - Grid
| ETCLEMEDU-N | MEDUPI | PJ,GW | PWRCLEMEDU | ELCC |  | 6 | 3 | 0 | 1.444 | 1
| ETCLEKUSI-N | KUSILE | PJ,GW | PWRCLEKUSI | ELCC |  | 6 | 3 | 0 | 1.444 | 1
| ETCLEWATE-N | Generic Waterberg Coal Plant | PJ,GW | PWRCLEMEDU | ELCC
| EPTSTO-N | Pumped Storage New Ingula - Single Storage Tech | PJ,GW | ELCC | ELCC
| ETODSGT-N | DOE Peakers | PJ,GW | PWRODS | ELCC
| ETCLDFB-N | Fluidised Bed Combustion Coal | PJ,GW | PWRCLD | ELCC
| ERHYD-N | Micro hydro | PJ,GW | PWRHYD | ELCC
| ETNUC-N | Nuclear Mid | PJ,GW | PWRNUC | ELCC
| ERSOLTC09-N | Solar Central Receiver 09 hrs storage | PJ,GW | PWRSOL | ELCC
| ERSOLPCF-N | Solar PV Fixed | PJ,GW | PWRSOL | ELCC
| ERSOLPCT-N | Solar PV tracking | PJ,GW | PWRSOL | ELCC
| ERWNDH-N | Wind | PJ,GW | PWRWND | ELCC
| ERHYDGIW-I | Grand Inga | PJ,GW |  | ELCC
| ETGICGT-N | Open Cycle Gas Turbine - LNG | PJ,GW | PWRGIC | ELCC |  |  |  |  | 2 | 1
| ETGICCC-N | Combined Cycle Gas Turbine - LNG | PJ,GW | PWRGIC | ELCC |  |  |  |  | 2 | 1
| ETGICEN-N | Gas Engines - LNG | PJ,GW | PWRGIC | ELCC |  |  |  |  | 2 | 1
| ERBIO-N | Biomass municipal waste | PJ,GW | PWRBIO | ELCC
| ERBIG-N | Landfill gas | PJ,GW | PWRBIG | ELCC
| ESTSUTL | Utility Scale Storage - 4hrs | PJ,GW | ELCC | ELCC
* New Power Plants - On-site
| ERSOLPRC-N | Solar PV rooftop commercial | PJ,GW | PWRSOL | COMELC
| ERSOLPRR-N | Solar PV rooftop residential | PJ,GW | PWRSOL | RESELC
| ERSOLPRI-N | Solar PV rooftop Industry | PJ,GW | PWRSOL | INDELC
| ETGASENSS-N | Sasol SSF Gas Plant | PJ,GW | PWRGAS | UPSELC
| ETGASENSI-N | Sasol Infrachem Gas Plant | PJ,GW | PWRGAS | ICPELC
Note on G7: If Process Activity is: Output-based, leave blank. Input-based, insert I.

## ProcDataEndoRetireIRP
| REGION1 | [5 empty] | *
ProcDataEndoRetireIRP
[7 empty] | Number of Units | Endo retirement upper limit | Endo retirement upper limit | Endo retirement upper limit
[8 empty] | RCAP_BND-UP | RCAP_BND-UP | RCAP_BND-UP
| ProcName | ProcDesc | ProcUnits | CommIN | CommOUT | Activity I/O |  | 0 | 2025 | 2026
* Existing Power Plants
| ETCLECAMD-E | CAMDEN | #REF! | PWRCLECAMD | ELCC |  | 8 | 3 | 0 | 0
| ETCLEGROO-E | GROOTVLEI | #REF! | PWRCLEGROO | ELCC |  | 3 | 3 | 0 | 0
| ETCLEKOMA-E | KOMATI | #REF! | PWRCLEKOMA | ELCC |  | 4 | 3 | 0 | 0
| ETCLEARNO-E | ARNOT | #REF! | PWRCLEARNO | ELCC |  | 6 | 3 | 0 | 0
| ETCLEDUVH-E | DUVHA | #REF! | PWRCLEDUVH | ELCC |  | 5 | 3 | 0 | 0
| ETCLEHEND-E | HENDRINA | #REF! | PWRCLEHEND | ELCC |  | 7 | 3 | 0 | 0
| ETCLEKEND-E | KENDAL | #REF! | PWRCLEKEND | ELCC |  | 6 | 3 | 0 | 0
| ETCLEKRIE-E | KRIEL | #REF! | PWRCLEKRIE | ELCC |  | 6 | 3 | 0 | 0
| ETCLELETH-E | LETHABO | #REF! | PWRCLELETH | ELCC |  | 6 | 3 | 0 | 0
| ETCLEMAJD-E | MAJUBA DRY | #REF! | PWRCLEMAJU | ELCC |  | 3 | 3 | 0 | 0
| ETCLEMAJW-E | MAJUBA WET | #REF! | PWRCLEMAJU | ELCC |  | 3 | 3 | 0 | 0
| ETCLEMATI-E | MATIMBA | #REF! | PWRCLEMATI | ELCC |  | 6 | 3 | 0 | 0
| ETCLEMATL-E | MATLA | #REF! | PWRCLEMATL | ELCC |  | 6 | 3 | 0 | 0
| ETCLETUTU-E | TUTUKA | #REF! | PWRCLETUTU | ELCC |  | 6 | 3 | 0 | 0
| ETCLEKELB-E | KELVIN B | #REF! | PWRCLE | ELCC |  | 3 | 3 | 0 | 0
| ETCLEPFSS-E | Sasol SSF Coal Plant | #REF! | UPSCLE | UPSELC |  | 6 | 3 | 0 | 0
| ETCLEPFSI-E | Sasol Infrachem Coal Plant | #REF! | INDCLE | ICPELC |  | 3 | 3 | 0 | 0
| ETODSGT-E | OCGT liquid fuels Existing | #REF! | PWRODS | ELCC
| ERHYD-E | Hydro Existing South Africa | #REF! | PWRHYD | ELCC
| ERHYD-I | Hydro Existing Region | #REF! |  | ELCC
| ETNUC-E | Nuclear Existing | #REF! | PWRNUC | ELCC
| EPTSTO-E | Pump Storage All Existing - Single Storage Tech | #REF! | ELCC | ELCC
* New Power Plants - Grid
| ETCLEMEDU-N | MEDUPI | PJ,GW | PWRCLEMEDU | ELCC |  | 6 | 3 | 0 | 0
| ETCLEKUSI-N | KUSILE | PJ,GW | PWRCLEKUSI | ELCC |  | 6 | 3 | 0 | 0
| ETCLEWATE-N | Generic Waterberg Coal Plant | PJ,GW | PWRCLEMEDU | ELCC
| EPTSTO-N | Pumped Storage New Ingula - Single Storage Tech | PJ,GW | ELCC | ELCC
| ETODSGT-N | DOE Peakers | PJ,GW | PWRODS | ELCC
| ETCLDFB-N | Fluidised Bed Combustion Coal | PJ,GW | PWRCLD | ELCC
| ERHYD-N | Micro hydro | PJ,GW | PWRHYD | ELCC
| ETNUC-N | Nuclear Mid | PJ,GW | PWRNUC | ELCC
| ERSOLTC09-N | Solar Central Receiver 09 hrs storage | PJ,GW | PWRSOL | ELCC
| ERSOLPCF-N | Solar PV Fixed | PJ,GW | PWRSOL | ELCC
| ERSOLPCT-N | Solar PV tracking | PJ,GW | PWRSOL | ELCC
| ERWNDH-N | Wind | PJ,GW | PWRWND | ELCC
| ERHYDGIW-I | Grand Inga | PJ,GW |  | ELCC
| ETGICGT-N | Open Cycle Gas Turbine - LNG | PJ,GW | PWRGIC | ELCC
| ETGICCC-N | Combined Cycle Gas Turbine - LNG | PJ,GW | PWRGIC | ELCC
| ETGICEN-N | Gas Engines - LNG | PJ,GW | PWRGIC | ELCC
| ERBIO-N | Biomass municipal waste | PJ,GW | PWRBIO | ELCC
| ERBIG-N | Landfill gas | PJ,GW | PWRBIG | ELCC
| ESTSUTL | Utility Scale Storage - 4hrs | PJ,GW | ELCC | ELCC
* New Power Plants - On-site
| ERSOLPRC-N | Solar PV rooftop commercial | PJ,GW | PWRSOL | COMELC
| ERSOLPRR-N | Solar PV rooftop residential | PJ,GW | PWRSOL | RESELC
| ERSOLPRI-N | Solar PV rooftop Industry | PJ,GW | PWRSOL | INDELC
| ETGASENSS-N | Sasol SSF Gas Plant | PJ,GW | PWRGAS | UPSELC
| ETGASENSI-N | Sasol Infrachem Gas Plant | PJ,GW | PWRGAS | ICPELC
Note on G7: If Process Activity is: Output-based, leave blank. Input-based, insert I.

## ProcDataRampRates
ProcData | REGION1 | [5 empty] | *
ProcDataRampRates
[7 empty] | Number of Units | Ramp up limit | Ramp down limit
[8 empty] | ACT_UPS-UP | ACT_UPS-LO
[8 empty] | ANNUAL | ANNUAL
~FI_T
| TechName | *TechDesc | *ProcUnits | Comm-IN | Comm-OUT | *Activity I/O | *#Units | ACT_UPS~UP | ACT_UPS~LO
* Existing Power Plants
| ETCLECAMD-E | CAMDEN | #REF! | PWRCLECAMD | ELCC |  | 8 | 0.01 | 0.01
| ETCLEGROO-E | GROOTVLEI | #REF! | PWRCLEGROO | ELCC |  | 3 | 0.01 | 0.01
| ETCLEKOMA-E | KOMATI | #REF! | PWRCLEKOMA | ELCC |  | 4 | 0.01 | 0.01
| ETCLEARNO-E | ARNOT | #REF! | PWRCLEARNO | ELCC |  | 6 | 0.01 | 0.01
| ETCLEDUVH-E | DUVHA | #REF! | PWRCLEDUVH | ELCC |  | 5 | 0.01 | 0.01
| ETCLEHEND-E | HENDRINA | #REF! | PWRCLEHEND | ELCC |  | 7 | 0.01 | 0.01
| ETCLEKEND-E | KENDAL | #REF! | PWRCLEKEND | ELCC |  | 6 | 0.01 | 0.01
| ETCLEKRIE-E | KRIEL | #REF! | PWRCLEKRIE | ELCC |  | 6 | 0.01 | 0.01
| ETCLELETH-E | LETHABO | #REF! | PWRCLELETH | ELCC |  | 6 | 0.01 | 0.01
| ETCLEMAJD-E | MAJUBA DRY | #REF! | PWRCLEMAJU | ELCC |  | 3 | 0.01 | 0.01
| ETCLEMAJW-E | MAJUBA WET | #REF! | PWRCLEMAJU | ELCC |  | 3 | 0.01 | 0.01
| ETCLEMATI-E | MATIMBA | #REF! | PWRCLEMATI | ELCC |  | 6 | 0.01 | 0.01
| ETCLEMATL-E | MATLA | #REF! | PWRCLEMATL | ELCC |  | 6 | 0.01 | 0.01
| ETCLETUTU-E | TUTUKA | #REF! | PWRCLETUTU | ELCC |  | 6 | 0.01 | 0.01
| ETCLEKELB-E | KELVIN B | #REF! | PWRCLE | ELCC |  | 3 | 0.01 | 0.01
| ETCLEPFSS-E | Sasol SSF Coal Plant | #REF! | UPSCLE | UPSELC |  | 6
| ETCLEPFSI-E | Sasol Infrachem Coal Plant | #REF! | INDCLE | ICPELC |  | 3
| ETODSGT-E | OCGT liquid fuels Existing | #REF! | PWRODS | ELCC
| ERHYD-E | Hydro Existing South Africa | #REF! | PWRHYD | ELCC
| ERHYD-I | Hydro Existing Region | #REF! |  | ELCC |  |  | 0.02 | 0.02
| ETNUC-E | Nuclear Existing | #REF! | PWRNUC | ELCC |  |  | 0.02 | 0.02
| EPTSTO-E | Pump Storage All Existing - Single Storage Tech | #REF! | ELCC | ELCC
* New Power Plants - Grid
| ETCLEMEDU-N | MEDUPI | PJ,GW | PWRCLEMEDU | ELCC |  | 6 | 0.01 | 0.01
| ETCLEKUSI-N | KUSILE | PJ,GW | PWRCLEKUSI | ELCC |  | 6 | 0.01 | 0.01
| ETCLEWATE-N | Generic Waterberg Coal Plant | PJ,GW | PWRCLEMEDU | ELCC |  |  | 0.01 | 0.01
| EPTSTO-N | Pumped Storage New Ingula - Single Storage Tech | PJ,GW | ELCC | ELCC
| ETODSGT-N | DOE Peakers | PJ,GW | PWRODS | ELCC
| ETCLDFB-N | Fluidised Bed Combustion Coal | PJ,GW | PWRCLD | ELCC |  |  | 0.01 | 0.01
| ERHYD-N | Micro hydro | PJ,GW | PWRHYD | ELCC
| ETNUC-N | Nuclear Mid | PJ,GW | PWRNUC | ELCC
| ERSOLTC09-N | Solar Central Receiver 09 hrs storage | PJ,GW | PWRSOL | ELCC
| ERSOLPCF-N | Solar PV Fixed | PJ,GW | PWRSOL | ELCC
| ERSOLPCT-N | Solar PV tracking | PJ,GW | PWRSOL | ELCC
| ERWNDH-N | Wind | PJ,GW | PWRWND | ELCC
| ERHYDGIW-I | Grand Inga | PJ,GW |  | ELCC |  |  | 0.02 | 0.02
| ETGICGT-N | Open Cycle Gas Turbine - LNG | PJ,GW | PWRGIC | ELCC
| ETGICCC-N | Combined Cycle Gas Turbine - LNG | PJ,GW | PWRGIC | ELCC |  |  | 0.02 | 0.02
| ETGICEN-N | Gas Engines - LNG | PJ,GW | PWRGIC | ELCC
| ERBIO-N | Biomass municipal waste | PJ,GW | PWRBIO | ELCC
| ERBIG-N | Landfill gas | PJ,GW | PWRBIG | ELCC
| ESTSUTL | Utility Scale Storage - 4hrs | PJ,GW | ELCC | ELCC
* New Power Plants - On-site
| ERSOLPRC-N | Solar PV rooftop commercial | PJ,GW | PWRSOL | COMELC
| ERSOLPRR-N | Solar PV rooftop residential | PJ,GW | PWRSOL | RESELC
| ERSOLPRI-N | Solar PV rooftop Industry | PJ,GW | PWRSOL | INDELC
| ETGASENSS-N | Sasol SSF Gas Plant | PJ,GW | PWRGAS | UPSELC
| ETGASENSI-N | Sasol Infrachem Gas Plant | PJ,GW | PWRGAS | ICPELC
Note on G7: If Process Activity is: Output-based, leave blank. Input-based, insert I.

## JETPsep22
RE investment plan
3 variants | JETP1-3
all capacity in GW, and these are lower bounds
sc 1
|  | 2021 | 2022 | 2023 | 2024 | 2025 | 2026 | 2027 | 2028 | 2029 | 2030
| New wind | 0 | 0 | 0 | 1.6 | 4.1 | 4.2 | 3.2 | 3.2 | 3.2 | 3.2
| New utility PV | 0 | 0 | 0 | 1.5 | 3.5 | 3.5 | 2 | 2 | 2 | 2
| New dist PV | 0 | 0.5 | 0.5 | 0.5 | 1 | 1 | 0.5 | 0.5 | 0.5 | 0.5
| batteries | 0 | 0 | 0 | 0.513 | 0 | 0 | 0.45 | 0.15 | 1.575 | 0
| Solar PV rooftop commercial |  | 0.315 | 0.35 | 0.3 | 0.8 | 0.75 | 0.225 | 0.2 | 0.2 | 0.2
| Solar PV rooftop residential |  | 0.045 | 0.05 | 0.05 | 0.05 | 0.05 | 0.05 | 0.05 | 0.05 | 0.05
| Solar PV rooftop Industry |  | 0.09 | 0.1 | 0.15 | 0.15 | 0.2 | 0.225 | 0.25 | 0.25 | 0.25
sc 2
|  | 2021 | 2022 | 2023 | 2024 | 2025 | 2026 | 2027 | 2028 | 2029 | 2030
| New wind | 0 | 0 | 0 | 1.6 | 4.1 | 3.5 | 2.5 | 2.5 | 2.5 | 2.5
| New utility PV | 0 | 0 | 0 | 1.5 | 3.5 | 3 | 1.5 | 1.5 | 1.5 | 1.5
| New dist PV | 0 | 0.5 | 0.5 | 0.5 | 1 | 1 | 0.5 | 0.5 | 0.5 | 0.5
| batteries | 0 | 0 | 0 | 0.513 | 0 | 0 | 0.45 | 0.15 | 1.575 | 0
| Solar PV rooftop commercial |  | 0.315 | 0.35 | 0.3 | 0.8 | 0.75 | 0.225 | 0.2 | 0.2 | 0.2
| Solar PV rooftop residential |  | 0.045 | 0.05 | 0.05 | 0.05 | 0.05 | 0.05 | 0.05 | 0.05 | 0.05
| Solar PV rooftop Industry |  | 0.09 | 0.1 | 0.15 | 0.15 | 0.2 | 0.225 | 0.25 | 0.25 | 0.25
sc 3
|  | 2021 | 2022 | 2023 | 2024 | 2025 | 2026 | 2027 | 2028 | 2029 | 2030
| New wind | 0 | 0 | 0 | 1.6 | 4.1 | 3.4 | 2.4 | 1.6 | 1.6 | 1.6
| New utility PV | 0 | 0 | 0 | 1.5 | 3.5 | 2.5 | 0 | 1 | 0 | 1
| New dist PV | 0 | 0.5 | 0.5 | 0.5 | 1 | 1 | 0.5 | 0.5 | 0.5 | 0.5
| batteries | 0 | 0 | 0 | 0.513 | 0 | 0 | 0.45 | 0.15 | 1.575 | 0
| Solar PV rooftop commercial |  | 0.315 | 0.35 | 0.3 | 0.8 | 0.75 | 0.225 | 0.2 | 0.2 | 0.2
| Solar PV rooftop residential |  | 0.045 | 0.05 | 0.05 | 0.05 | 0.05 | 0.05 | 0.05 | 0.05 | 0.05
| Solar PV rooftop Industry |  | 0.09 | 0.1 | 0.15 | 0.15 | 0.2 | 0.225 | 0.25 | 0.25 | 0.25
Check on capacity:
gen2012 on
|  | NCAP_BND-FX | NCAP_BND-FX | NCAP_BND-FX | NCAP_BND-FX | NCAP_BND-FX | NCAP_BND-FX | NCAP_BND-FX | NCAP_BND-FX | NCAP_BND-FX | NCAP_BND-FX | NCAP_BND-FX | NCAP_BND-FX
|  | 2014 | 2015 | 2016 | 2017 | 2018 | 2019 | 2020 | 2021 | 2022 | 2023 | 2024 | 2025
| Solar PV Fixed | 0.19 | 0.334 | 0.005 | 0.435 | 0 | 0 | 0 | 0.964 | 0 | [5 empty] | 1.928
| Solar PV tracking | 0.02 | 0.419 | 0 | 0.075 | 0 | 0 | 0 | 0.683 | 0.055 | 0.66965 |  |  |  |  | 1.9217
| Wind | 0.257 | 0.371 | 0.551 | 0.394 | 0.621 | 0 | 0 | 0.416 | 0.528 | 0.47376 |  |  |  |  | 3.6118
| Grand Inga | 2025: 0.75
Open Cycle Gas Turbine - LNG
Hydrogen Turbine or FuelCell
Combined Cycle Gas Turbine - LNG
Combined Cycle Gas Turbine - LNG with CCS
| Gas Engines - LNG | 2023: #REF!
Biomass municipal waste
Landfill gas
| Utility Scale Storage - 4hrs | 2023: #REF!; 2024: 0.738; 2025: 0.144
| Solar PV rooftop commercial | 0 | 0.1232 | 0.0768 | 0.1072 | 0.16 | 0.24 | 0.245 | 0.28
| Solar PV rooftop residential | 0 | 0.0154 | 0.0096 | 0.0134 | 0.02 | 0.03 | 0.035 | 0.04
| Solar PV rooftop Industry | 0 | 0.0154 | 0.0096 | 0.0134 | 0.02 | 0.03 | 0.07 | 0.08
RMIPPPP
|  | 2014 | 2015 | 2016 | 2017 | 2018 | 2019 | 2020 | 2021 | 2022 | 2023 | 2024 | 2025 | 2026
Solar PV Fixed
| Solar PV tracking | 2023: 0.59858
| Wind | 2023: 0.16917
Grand Inga
Open Cycle Gas Turbine - LNG
Combined Cycle Gas Turbine - LNG
| Gas Engines - LNG | 2023: 1.3189; 2026: 0.5
Biomass municipal waste
Landfill gas
| Utility Scale Storage - 4hrs | 2023: 0.52688
Solar PV rooftop commercial
Solar PV rooftop residential
Solar PV rooftop Industry
jetp1
|  | 2014 | 2015 | 2016 | 2017 | 2018 | 2019 | 2020 | 2021 | 2022 | 2023 | 2024 | 2025 | 2026 | 2027 | 2028 | 2029 | 2030 | 2031 | 2032
Solar PV Fixed
| Solar PV tracking | 2024: 1.5; 2025: 3.5; 2026: 3.5; 2027: 2; 2028: 2; 2029: 2; 2030: 2; 2031: 2; 2032: 2
| Wind | 2024: 1.6; 2025: 4.1; 2026: 4.2; 2027: 3.2; 2028: 3.2; 2029: 3.2; 2030: 3.2; 2031: 3.2; 2032: 3.2
Grand Inga
Open Cycle Gas Turbine - LNG
Combined Cycle Gas Turbine - LNG
Gas Engines - LNG
Biomass municipal waste
Landfill gas
| Utility Scale Storage - 4hrs | 2026: 0.15; 2027: 0.3; 2028: 0.15; 2029: 1.575
| Solar PV rooftop commercial | 2022: 0.315; 2023: 0.35; 2024: 0.3; 2025: 0.8; 2026: 0.75; 2027: 0.225; 2028: 0.2; 2029: 0.2; 2030: 0.2
| Solar PV rooftop residential | 2022: 0.045; 2023: 0.05; 2024: 0.05; 2025: 0.05; 2026: 0.05; 2027: 0.05; 2028: 0.05; 2029: 0.05; 2030: 0.05
| Solar PV rooftop Industry | 2022: 0.09; 2023: 0.1; 2024: 0.15; 2025: 0.15; 2026: 0.2; 2027: 0.225; 2028: 0.25; 2029: 0.25; 2030: 0.25

## EskomCoalPrice2019
Eskom coal purchase costs
2019 quarter one
[10 empty] | 1 | 3 | 4 | 5 |  |  | 2
[5 empty] | Contract | Row | Contract Type | Company | Power Plant | Ktons | R/ton | CV | R/GJ | PJ | bR | bR
KrielSeriti | Kriel | Seriti | Cost plus | 1 | KrielSeriti | 1 | Cost plus | Seriti | Kriel | 4573 | 647 | 20.94 | 30.8978 | 95.7586 | 2.9587 | 2.9587
Ktons4573 | Ktons | 4573 | Cost plus | 2 | LethaboSeriti | 7 | Cost plus | Seriti | Lethabo | 14790 | 222 | 15.4 | 14.4156 | 227.766 | 3.2834 | 3.2834
Rand '0002958731 | Rand '000 | 2958731 | Cost plus | 3 | TutukaSeriti | 13 | Cost plus | Seriti | Tutuka | 3591 | 708 | 20.35 | 34.7912 | 73.0769 | 2.5424 | 2.5424
rands/ton647 | rands/ton | 647 | Cost plus | 4 | MatlaExxaro | 19 | Cost plus | Exxaro | Matla | 5887 | 633 | 19.81 | 31.9536 | 116.6215 | 3.7265 | 3.7265
CV as received20.94 | CV as received | 20.94 | Cost plus | 5 | Kendal South 32 | 25 | Cost plus | South 32 | Kendal | 10290 | 458 | 18.48 | 24.7835 | 190.1592 | 4.7128 | 4.7128
Rand/GJ30.8978032473734 | Rand/GJ | 30.8978 | Cost plus | 6 | DuvhaSouth 32 | 31 | Fixed price contracts | South 32 | Duvha | 5895 | 208.6088 | 20.78 | 10.0389 | 122.4981 | 1.2297 | 1.2297
LethaboSeriti | Lethabo | Seriti | Cost plus | 7 | MatimbaExxaro | 37 | Fixed price contracts | Exxaro | Matimba | 14425 | 326.4784 | 18.69 | 17.4681 | 269.6033 | 4.7095 | 4.7095
Ktons14790 | Ktons | 14790 | Cost plus | 8 | MedupiExxaro | 43 | Fixed price contracts | Exxaro | Medupi | 9539 | 399.6465 | 18.69 | 21.3829 | 178.2839 | 3.8122 | 3.8122
Rand '0003283380 | Rand '000 | 3283380 | Cost plus | 9 | Arnotvarious | 49 | Short and medium term contracts | various | Arnot | 5858 | 531.5319 | 20.52 | 25.9031 | 120.2062 | 3.1137 | 3.1137
rands/ton222 | rands/ton | 222 | Cost plus | 10 | Tutuka various | 55 | Short and medium term contracts | various | Tutuka | 5417 | 623.5241 | 20.35 | 30.64 | 110.236 | 3.3776 | 3.3776
CV as received15.4 | CV as received | 15.4 | Cost plus | 11 | Matlavarious | 61 | Short and medium term contracts | various | Matla | 3538 | 541.8222 | 19.81 | 27.3509 | 70.0878 | 1.917 | 1.917
Rand/GJ14.4155844155844 | Rand/GJ | 14.4156 | Cost plus | 12 | Kendal various | 67 | Short and medium term contracts | various | Kendal | 3993 | 428.6273 | 18.48 | 23.1941 | 73.7906 | 1.7115 | 1.7115
TutukaSeriti | Tutuka | Seriti | Cost plus | 13 | Camden various | 73 | Short and medium term contracts | various | Camden | 4508 | 601.9013 | 18.65 | 32.2735 | 84.0742 | 2.7134 | 2.7134
Ktons3591 | Ktons | 3591 | Cost plus | 14 | Krielvarious | 79 | Short and medium term contracts | various | Kriel | 2559 | 511.4592 | 20.94 | 24.425 | 53.5855 | 1.3088 | 1.3088
Rand '0002542428 | Rand '000 | 2542428 | Cost plus | 15 | Hendrinavarious | 85 | Short and medium term contracts | various | Hendrina | 4843 | 592.0479 | 20.64 | 28.6845 | 99.9595 | 2.8673 | 2.8673
rands/ton708 | rands/ton | 708 | Cost plus | 16 | duvhavarious | 91 | Short and medium term contracts | various | duvha | 104 | 374.875 | 20.78 | 18.0402 | 2.1611 | 0.038987 | 0.038987
CV as received20.35 | CV as received | 20.35 | Cost plus | 17 | Majubavarious | 97 | Short and medium term contracts | various | Majuba | 14509 | 598.0911 | 18.62 | 32.1209 | 270.1576 | 8.6777 | 8.6777
Rand/GJ34.7911547911548 | Rand/GJ | 34.7912 | Cost plus | 18 | Komativarious | 103 | Short and medium term contracts | various | Komati | 1265 | 682.3304 | 19.68 | 34.6713 | 24.8952 | 0.86315 | 0.86315
MatlaExxaro | Matla | Exxaro | Cost plus | 19 | Grootvleivarious | 109 | Short and medium term contracts | various | Grootvlei | 1334 | 612.3906 | 20.58 | 29.7566 | 27.4537 | 0.81693 | 0.81693
Ktons5887 | Ktons | 5887 | Cost plus | 20 | Kusile various | 115 | Short and medium term contracts | various | Kusile | 2158 | 552.5259 | 17.53 | 31.5189 | 37.8297 | 1.1924 | 1.1924
Rand '0003726471 | Rand '000 | 3726471 | Cost plus | [10 empty] | 2248.2045 | 55.5737 | 55.5737 | 24.7191
rands/ton633 | rands/ton | 633 | Cost plus | [9 empty] | Total | 2217
CV as received19.81 | CV as received | 19.81 | Cost plus | [9 empty] | Kelvin | 20
Rand/GJ31.9535588086825 | Rand/GJ | 31.9536 | Cost plus | [9 empty] | Eskom | 2197
Kendal South 32 | Kendal | South 32 | Cost plus |  |  |  |  | Sorted by Power Plant |  |  |  |  | % covered | 1.0233
Ktons10290 | Ktons | 10290 | Cost plus
Rand '0004712820 | Rand '000 | 4712820 | Cost plus |  | Contract | Row | Contract Type | Company | Power Plant | Contract Tech | Ktons | R/ton | CV_2019 | R/GJ | PJ | 2015 R/GJ | Updated 2015 R/GJ | Updated R/ton | Source
rands/ton458 | rands/ton | 458 | Cost plus |  | Arnotvarious | 49 | Short and medium term contracts | various | Arnot | MINCSARNOVRS | 5858 | 531.5319 | 20.52 | 25.9031 | 120.2062 | 21.2396 | 21.2396
CV as received18.48 | CV as received | 18.48 | Cost plus |  | Camden various | 73 | Short and medium term contracts | various | Camden | MINCSCAMDVRS | 4508 | 601.9013 | 18.65 | 32.2735 | 84.0742 | 26.4631 | 26.4631
Rand/GJ24.7835497835498 | Rand/GJ | 24.7835 | Cost plus |  | DuvhaSouth 32 | 31 | Fixed price contracts | Seriti | Duvha | MINCSDUVHSER | 5895 | 208.6088 | 20.78 | 10.0389 | 122.4981 | 8.2316 | 21.0154 | 436.7 | https://www.miningweekly.com/article/new-seriti-power-name-indicative-of-coal-companys-general-energy-vision-teke-2021-05-17
DuvhaSouth 32 | Duvha | South 32 | Fixed price contracts |  | duvhavarious | 91 | Short and medium term contracts | various | Duvha | MINCSDUVHVRS | 104 | 374.875 | 20.78 | 18.0402 | 2.1611 | 14.7923 | 14.7923
Ktons5895 | Ktons | 5895 | Fixed price contracts |  | Grootvleivarious | 109 | Short and medium term contracts | various | Grootvlei | MINCSGROOVRS | 1334 | 612.3906 | 20.58 | 29.7566 | 27.4537 | 24.3993 | 24.3993
Rand '0001229749 | Rand '000 | 1229749 | Fixed price contracts |  | Hendrinavarious | 85 | Short and medium term contracts | various | Hendrina | MINCSHENDVRS | 4843 | 592.0479 | 20.64 | 28.6845 | 99.9595 | 23.5203 | 23.5203
rands/ton208.608821034775 | rands/ton | 208.6088 | Fixed price contracts |  | Kendal South 32 | 25 | Cost plus | South 32 | Kendal | MINCSKENDS32 | 10290 | 458 | 18.48 | 24.7835 | 190.1592 | 20.3216 | 17.5607 |  | Coal Model New project
CV as received20.78 | CV as received | 20.78 | Fixed price contracts |  | Kendal various | 67 | Short and medium term contracts | various | Kendal | MINCSKENDVRS | 3993 | 428.6273 | 18.48 | 23.1941 | 73.7906 | 19.0184 | 19.0184
Rand/GJ10.0389230526841 | Rand/GJ | 10.0389 | Fixed price contracts |  | Komativarious | 103 | Short and medium term contracts | various | Komati | MINCSKOMAVRS | 1265 | 682.3304 | 19.68 | 34.6713 | 24.8952 | 28.4292 | 28.4292
MatimbaExxaro | Matimba | Exxaro | Fixed price contracts |  | KrielSeriti | 1 | Cost plus | Seriti | Kriel | MINCSKRIESER | 4573 | 647 | 20.94 | 30.8978 | 95.7586 | 25.3351 | 25.3351
Ktons14425 | Ktons | 14425 | Fixed price contracts |  | Krielvarious | 79 | Short and medium term contracts | various | Kriel | MINCSKRIEVRS | 2559 | 511.4592 | 20.94 | 24.425 | 53.5855 | 20.0276 | 20.0276
Rand '0004709451 | Rand '000 | 4709451 | Fixed price contracts |  |  |  |  | New Largo | Kusile | MINCSKUSINLG |  |  | 19.5 |  | 156 |  | 16.05 |  | Coal Model New Project | 192.8714 | 9.8908
rands/ton326.478405545927 | rands/ton | 326.4784 | Fixed price contracts |  | Kusile various | 115 | Short and medium term contracts | various | Kusile | MINKUSIVRS | 2158 | 552.5259 | 17.53 | 31.5189 | 37.8297 | 25.8444 | 25.8444
CV as received18.69 | CV as received | 18.69 | Fixed price contracts |  | LethaboSeriti | 7 | Cost plus | Seriti | Lethabo | MINCSLETHSER | 14790 | 222 | 15.4 | 14.4156 | 227.766 | 11.8203 | 11.8203
Rand/GJ17.4680794834632 | Rand/GJ | 17.4681 | Fixed price contracts |  | Majubavarious | 97 | Short and medium term contracts | various | Majuba | MINCSMAJUVRS | 14509 | 598.0911 | 18.62 | 32.1209 | 270.1576 | 26.338 | 18.9536 |  | Guestimate halfway between trucked and conveyor cost for transport - taken average
MedupiExxaro | Medupi | Exxaro | Fixed price contracts |  | MatimbaExxaro | 37 | Fixed price contracts | Exxaro | Matimba | MINCSMATIEXX | 14425 | 326.4784 | 18.69 | 17.4681 | 269.6033 | 14.3232 | 14.3232
Ktons9539 | Ktons | 9539 | Fixed price contracts |  | MatlaExxaro | 19 | Cost plus | Exxaro | Matla | MINCSMATLEXX | 5887 | 633 | 19.81 | 31.9536 | 116.6215 | 26.2008 | 26.2008
Rand '0003812228 | Rand '000 | 3812228 | Fixed price contracts |  | Matlavarious | 61 | Short and medium term contracts | various | Matla | MINCSMATLVRS | 3538 | 541.8222 | 19.81 | 27.3509 | 70.0878 | 22.4268 | 22.4268
rands/ton399.646503826397 | rands/ton | 399.6465 | Fixed price contracts |  | MedupiExxaro | 43 | Fixed price contracts | Exxaro | Medupi | MINCSMEDUEXX | 9539 | 399.6465 | 18.69 | 21.3829 | 178.2839 | 17.5332 | 17.5332
CV as received18.69 | CV as received | 18.69 | Fixed price contracts |  | TutukaSeriti | 13 | Cost plus | Seriti | Tutuka | MINCSTUTUSER | 3591 | 708 | 20.35 | 34.7912 | 73.0769 | 28.5275 | 28.5275
Rand/GJ21.3829055016799 | Rand/GJ | 21.3829 | Fixed price contracts |  | Tutuka various | 55 | Short and medium term contracts | various | Tutuka | MINCSTUTUVRS | 5417 | 623.5241 | 20.35 | 30.64 | 110.236 | 25.1237 | 25.1237
Arnotvarious | Arnot | various | Short and medium term contracts | [7 empty] | 2019 R | 443.6024 | 19.0464 | 23.1152 | 2404.2045 | 18.9536
Ktons5858 | Ktons | 5858 | Short and medium term contracts | [7 empty] | 2017 R | 407.227 |  | 21.2198
Rand '0003113714 | Rand '000 | 3113714 | Short and medium term contracts | [7 empty] | 2015 R | 363.754 |  | 18.9545
rands/ton531.531922157733 | rands/ton | 531.5319 | Short and medium term contracts | [12 empty] | MinUtil
CV as received20.52 | CV as received | 20.52 | Short and medium term contracts | [12 empty] | 40%
Rand/GJ25.9031151148993 | Rand/GJ | 25.9031 | Short and medium term contracts
Tutuka various | Tutuka | various | Short and medium term contracts
Ktons5417 | Ktons | 5417 | Short and medium term contracts
Rand '0003377630 | Rand '000 | 3377630 | Short and medium term contracts
rands/ton623.52409082518 | rands/ton | 623.5241 | Short and medium term contracts
CV as received20.35 | CV as received | 20.35 | Short and medium term contracts
Rand/GJ30.6400044631538 | Rand/GJ | 30.64 | Short and medium term contracts
Matlavarious | Matla | various | Short and medium term contracts
Ktons3538 | Ktons | 3538 | Short and medium term contracts
Rand '0001916967 | Rand '000 | 1916967 | Short and medium term contracts
rands/ton541.82221594121 | rands/ton | 541.8222 | Short and medium term contracts
CV as received19.81 | CV as received | 19.81 | Short and medium term contracts
Rand/GJ27.3509447723983 | Rand/GJ | 27.3509 | Short and medium term contracts
Kendal various | Kendal | various | Short and medium term contracts
Ktons3993 | Ktons | 3993 | Short and medium term contracts
Rand '0001711509 | Rand '000 | 1711509 | Short and medium term contracts
rands/ton428.627347858753 | rands/ton | 428.6273 | Short and medium term contracts
CV as received18.48 | CV as received | 18.48 | Short and medium term contracts
Rand/GJ23.1941205551273 | Rand/GJ | 23.1941 | Short and medium term contracts
Camden various | Camden | various | Short and medium term contracts
Ktons4508 | Ktons | 4508 | Short and medium term contracts
Rand '0002713371 | Rand '000 | 2713371 | Short and medium term contracts
rands/ton601.901286601597 | rands/ton | 601.9013 | Short and medium term contracts
CV as received18.65 | CV as received | 18.65 | Short and medium term contracts
Rand/GJ32.273527431721 | Rand/GJ | 32.2735 | Short and medium term contracts
Krielvarious | Kriel | various | Short and medium term contracts
Ktons2559 | Ktons | 2559 | Short and medium term contracts
Rand '0001308824 | Rand '000 | 1308824 | Short and medium term contracts
rands/ton511.459163735834 | rands/ton | 511.4592 | Short and medium term contracts
CV as received20.94 | CV as received | 20.94 | Short and medium term contracts
Rand/GJ24.4249839415394 | Rand/GJ | 24.425 | Short and medium term contracts
Hendrinavarious | Hendrina | various | Short and medium term contracts
Ktons4843 | Ktons | 4843 | Short and medium term contracts
Rand '0002867288 | Rand '000 | 2867288 | Short and medium term contracts
rands/ton592.047904191617 | rands/ton | 592.0479 | Short and medium term contracts
CV as received20.64 | CV as received | 20.64 | Short and medium term contracts
Rand/GJ28.684491482152 | Rand/GJ | 28.6845 | Short and medium term contracts
duvhavarious | duvha | various | Short and medium term contracts
Ktons104 | Ktons | 104 | Short and medium term contracts
Rand '00038987 | Rand '000 | 38987 | Short and medium term contracts
rands/ton374.875 | rands/ton | 374.875 | Short and medium term contracts
CV as received20.78 | CV as received | 20.78 | Short and medium term contracts
Rand/GJ18.0401828681424 | Rand/GJ | 18.0402 | Short and medium term contracts
Majubavarious | Majuba | various | Short and medium term contracts
Ktons14509 | Ktons | 14509 | Short and medium term contracts
Rand '0008677704 | Rand '000 | 8677704 | Short and medium term contracts
rands/ton598.091115859122 | rands/ton | 598.0911 | Short and medium term contracts
CV as received18.62 | CV as received | 18.62 | Short and medium term contracts
Rand/GJ32.1208977367949 | Rand/GJ | 32.1209 | Short and medium term contracts
Komativarious | Komati | various | Short and medium term contracts
Ktons1265 | Ktons | 1265 | Short and medium term contracts
Rand '000863148 | Rand '000 | 863148 | Short and medium term contracts
rands/ton682.330434782609 | rands/ton | 682.3304 | Short and medium term contracts
CV as received19.68 | CV as received | 19.68 | Short and medium term contracts
Rand/GJ34.6712619300106 | Rand/GJ | 34.6713 | Short and medium term contracts
Grootvleivarious | Grootvlei | various | Short and medium term contracts
Ktons1334 | Ktons | 1334 | Short and medium term contracts
Rand '000816929 | Rand '000 | 816929 | Short and medium term contracts
rands/ton612.390554722639 | rands/ton | 612.3906 | Short and medium term contracts
CV as received20.58 | CV as received | 20.58 | Short and medium term contracts
Rand/GJ29.7565867212166 | Rand/GJ | 29.7566 | Short and medium term contracts
Kusile various | Kusile | various | Short and medium term contracts
Ktons2158 | Ktons | 2158 | Short and medium term contracts
Rand '0001192351 | Rand '000 | 1192351 | Short and medium term contracts
rands/ton552.525949953661 | rands/ton | 552.5259 | Short and medium term contracts
CV as received17.53 | CV as received | 17.53 | Short and medium term contracts
Rand/GJ31.5188790618175 | Rand/GJ | 31.5189 | Short and medium term contracts
Note on O30: Bruno: from model
Note on I38: [Threaded comment] Your version of Excel allows you to read this threaded comment; however, any edits to it will get removed if the file is opened in a newer version of Excel. Learn more: https://go.microsoft.com/fwlink/?linkid=870924 Comment: Ownership change in 2021 - https://www.miningweekly.com/article/new-seriti-power-name-indicative-of-coal-companys-general-energy-vision-teke-2021-05-17
Note on N47: [Threaded comment] Your version of Excel allows you to read this threaded comment; however, any edits to it will get removed if the file is opened in a newer version of Excel. Learn more: https://go.microsoft.com/fwlink/?linkid=870924 Comment: From Coal contract database (Meridian?)
Note on P47: [Threaded comment] Your version of Excel allows you to read this threaded comment; however, any edits to it will get removed if the file is opened in a newer version of Excel. Learn more: https://go.microsoft.com/fwlink/?linkid=870924 Comment: From Coal contracts database (Meridian?)
Note on R47: [Threaded comment] Your version of Excel allows you to read this threaded comment; however, any edits to it will get removed if the file is opened in a newer version of Excel. Learn more: https://go.microsoft.com/fwlink/?linkid=870924 Comment: From Coal contracts database (Meridian?)
Note on V47: [Threaded comment] Your version of Excel allows you to read this threaded comment; however, any edits to it will get removed if the file is opened in a newer version of Excel. Learn more: https://go.microsoft.com/fwlink/?linkid=870924 Comment: 20billion 2019 rands for 12 million tons/year.

## eskom production 2009-YTD
http://www.eskom.co.za/OurCompany/SustainableDevelopment/Pages/CDM_Calculations.aspx
Historic electricity generation per plant | [5 empty] | Electricity Generation (Net Sent Out) | [9 empty] | Medupi fix
Plant names | Installed capacity (MW) | Commis- sioning date | Reinstalla- tion date | ΣGENj,y MWh | Unit of Measure (UoM) | [10 empty] | 0.82
[6 empty] | 2009-2010 | 2010-2011 | 2011-2012 | 2012-2013 | 2013-2014 | 2014-2015 | 2015-2016 | 2016-2017 | 2017-2018 | 2018-2019 | 2017 | 2012 |  |  |  |  | 2017 scaled |  |  |  |  | 2017 NERSA
Arnot | 1980 | 1971-09-21 | 1971-09-21 | 193 417 136 | MWh/year | 13227864 | 12194878 | 12229098 | 11950797 | 10840753 | 9893812 | 10099018 | 10483060 | 10305115 | 9929077 | 10349601.25 | 12020372.25 |  |  |  |  | 10.3435 |  |  |  |  | 9.9667
Duvha | 3450 | 1980-01-18 | 1980-01-18 | 332 910 207 | MWh/year | 22581228 | 20267508 | 17556459 | 17413964 | 17925378 | 13191464 | 14060101 | 16359000 | 13001015 | 11120844 | 13840511.25 | 17449587.75 |  |  |  |  | 13.8323 |  |  |  |  | 15.0311
Hendrina | 1895 | 1970-05-12 | 1970-05-12 | 185 357 620 | MWh/year | 12143292 | 11938206 | 11412357 | 9489357 | 8861776 | 10079833 | 8172225 | 8919238 | 7667408 | 7355513 | 7980365.5 | 9970107 |  |  |  |  | 7.9756 |  |  |  |  | 7.6545
Kendal | 3840 | 1988-10-01 | 1988-10-01 | 418 627 866 | MWh/year | 23307031 | 25648258 | 27309297 | 26198513 | 27012212 | 24459162 | 25301535 | 23183480 | 25445952 | 21049970 | 24880334 | 26476209 |  |  |  |  | 24.8656 |  |  |  |  | 25.2723
Kriel | 2850 | 1976-05-06 | 1976-05-06 | 280 320 688 | MWh/year | 15906816 | 18204910 | 15289169 | 16570689 | 14443442 | 14803828 | 15940417 | 14837902 | 12183630 | 13067561 | 12847198 | 16250309 |  |  |  |  | 12.8396 |  |  |  |  | 12.5093
Lethabo | 3558 | 1985-12-22 | 1985-12-22 | 383 912 390 | MWh/year | 25522698 | 25500366 | 24274937 | 22480206 | 23092551 | 23742350 | 20996410 | 22271522 | 18202800 | 21565771 | 19219980.5 | 22928888.75 |  |  |  |  | 19.2086 |  |  |  |  | 20.0219
Matimba | 3690 | 1987-12-04 | 1987-12-04 | 434 641 866 | MWh/year | 27964141 | 28163040 | 27899475 | 26714123 | 25895187 | 26851628 | 24554035 | 25610275 | 26369000 | 26677698 | 26179318.75 | 27010461 |  |  |  |  | 26.1638 |  |  |  |  | 25.8066
Majuba | 3843 | 1996-04-01 | 1996-04-01 | 303 609 808 | MWh/year | 22340081 | 24632585 | 25325348 | 24781734 | 23801048 | 22423750 | 21187846 | 20900760 | 24413270 | 24154240 | 23535142.5 | 24917637.5 |  |  |  |  | 23.5212 |  |  |  |  | 23.3676
Matla | 3450 | 1979-09-29 | 1979-09-29 | 368 991 083 | MWh/year | 21954536 | 21504422 | 20650022 | 21939690 | 18376342 | 20221135 | 20811348 | 20032197 | 19408403 | 18938849 | 19564351.5 | 21617273 |  |  |  |  | 19.5528 |  |  |  |  | 18.7038
Medupi | 4764 | 2015-08-22 | 2015-08-23 | 2 428 262 | MWh/year | [7 empty] | 2428262 | 12365764 | 15518851 | 10139926.48 | 0 |  |  |  |  | 10.1339 |  |  |  |  | 7.8447
Tutuka | 3510 | 1985-06-01 | 1985-06-01 | 285 178 152 | MWh/year | 19847894 | 19067501 | 20504886 | 19306569 | 18103698 | 20594572 | 18383009 | 16028708 | 16730961 | 15169501 | 16555397.75 | 19606148.25 |  |  |  |  | 16.5456 |  |  |  |  | 16.4733
Kusile | [14 empty] | 3921196 | 1379599 | [5 empty] | 1.3796 |  |  |  |  | 1.3796
Koeberg | 1800 | 1984-07-21 | 1984-07-21 | 62 605 828 | MWh/year | [8 empty] | 14193287 | 11580000 | 14193287 | 0 | [9 empty] | 15.0869
Acacia | 171 | 1976-05-13 | 1976-05-13 | 239 654 | MWh/year | 2187 | 992 | 1163 | 9958 | 56443 | 64570 | 55960 | 151 | 76 | 1712 | 94.75 | 7759.25 | [9 empty] | 7.3e-05
Ankerlig |  | 2007-10-01 | 2007-10-01 | 9 004 500 | MWh/year | 23367 | 130241 | 391049 | 1225994 | 2358259 | 2350792 | 2503859 | 20939 | 62963 | 788527 | 52457 | 1017257.75 | [9 empty] | 0.02245
Gourikwa |  | 2007-10-01 | 2007-10-01 | 4 732 541 | MWh/year | 22612 | 62233 | 314651 | 657374 | 1133246 | 1226384 | 1307888 | 8153 | 54495 | 409512 | 42909.5 | 571693.25 | [9 empty] | 0.016063
Port Rex | 171 | 1976-09-30 | 1976-09-30 | 259 177 | MWh/year | 889 | 5507 | 2162 | 10830 | 73166 | 67421 | 68699 | 41 | 63 | 1787 | 57.5 | 8663 | [9 empty] | 6.5e-05
Colley Wobbles | 42 | 1985-01-01 | 1985-01-01 | 0 | MWh/year | [10 empty] | 0 | 0 | [9 empty] | 0
First Falls | 6 | 1979-02-01 | 1979-02-01 | 0 | MWh/year | [10 empty] | 0 | 0 | [9 empty] | 0
Gariep | 360 | 1971-09-08 | 1971-09-08 | 3 245 856 | MWh/year | [8 empty] | 341174 | 1029000 | 255880.5 | 0 | [9 empty] | 0.3417
Ncora | 2 | 1983-03-01 | 1983-03-01 | 0 | MWh/year | [10 empty] | 0 | 0 | [9 empty] | 0.0017395
Second Falls | 11 | 1979-04-01 | 1979-04-01 | 0 | MWh/year | [10 empty] | 0 | 0 | [9 empty] | 0
Van Der Kloof | 240 | 1977-01-01 | 1977-01-01 | 3 394 452 | MWh/year | [10 empty] | 0 | 0 | [9 empty] | 0
Drakensberg | 1000 | 1981-06-17 | 1981-06-17 | 8 041 567 | MWh/year | [8 empty] | 1464051 |  | 1098038.25 | 0 | [9 empty] | -0.88553
Palmiet | 400 | 1988-04-18 | 1988-04-18 | 3 610 783 | MWh/year | [8 empty] | 705005 |  | 528753.75 | 0 | [9 empty] | -0.18672
Camden | 1600 | 1966-12-21 | 2005-06-01 | 78 416 833 | MWh/year | 7472070 | 7490836 | 7267648 | 8379789 | 8727143 | 8336111 | 7947972 | 7763734 | 6777927 | 6972647 | 7024378.75 | 8101753.75 |  |  |  |  | 7.0202 |  |  |  |  | 6.6587
Grootvlei | 1200 | 1969-06-30 | 1969-06-30 | 42 584 808 | MWh/year | 2656230 | 3546952 | 6094910 | 5491180 | 7345967 | 6144207 | 5273434 | 4545234 | 3295218 | 2703531 | 3607722 | 5642112.5 |  |  |  |  | 3.6056 |  |  |  |  | 3.5217
Komati | 1000 | 1961-11-06 | 1961-11-06 | 27 069 069 | MWh/year | 1016023 | 2060141 | 2398132 | 4104105 | 5059255 | 4066079 | 4241812 | 4123522 | 2209493 | 2064923 | 2688000.25 | 3677611.75 |  |  |  |  | 2.6864 |  |  |  |  | 2.4188
215.9633
[13 empty] | coal | 198.376 |  | 199.7918 |  | Total Eskom Coal |  |  |  | 199.6743 |  |  |  |  | 196.6304
Arnot | 1980 | 1971-09-21 | 1971-09-21 | 193 417 136 | efficiency | 32.6% | 31.29% | 29.1% | 29.84% | 29.92% | 29.61% | 28.83% | 18.92% | 32.83% |  | 31% |  | Kelvin |  |  |  | 1.7071
Duvha | 3450 | 1980-01-18 | 1980-01-18 | 332 910 207 | efficiency | 33.8% | 33.49% | 33.71% | 33.61% | 32.35% | 31.94% | 32.52% | 33.88% | 28.8% |  | 33.06% |  | Total Coal |  |  |  | 201.3814
Hendrina | 1895 | 1970-05-12 | 1970-05-12 | 185 357 620 | efficiency | 29.61% | 28.16% | 28.05% | 27.72% | 28.03% | 26.2% | 27.75% | 27.99% | 26.38% |  | 26.89% |  | Target |  |  |  | 201.5984
Kendal | 3840 | 1988-10-01 | 1988-10-01 | 418 627 866 | efficiency | 32.02% | 32.19% | 32.64% | 32.43% | 31.78% | 33.21% | 32.53% | 32.45% | 30.98% |  | 32.45%
Kriel | 2850 | 1976-05-06 | 1976-05-06 | 280 320 688 | efficiency | 33.67% | 34.4% | 32.92% | 33.5% | 31.91% | 33.98% | 33.19% | 32.99% | 31.93% |  | 31.29%
Lethabo | 3558 | 1985-12-22 | 1985-12-22 | 383 912 390 | efficiency | 34.64% | 35.37% | 34.61% | 34.68% | 34.89% | 36.12% | 34.65% | 35.22% | 31.9% |  | 34%
Matimba | 3690 | 1987-12-04 | 1987-12-04 | 434 641 866 | efficiency | 33.55% | 33.88% | 32.76% | 32.88% | 32.69% | 33.14% | 33.9% | 34% | 34.22% |  | 34%
Majuba | 3843 | 1996-04-01 | 1996-04-01 | 303 609 808 | efficiency | 29.47% | 30.6% | 30.27% | 30.2% | 29.41% | 28.03% | 29.91% | 28.95% | 29.43% |  | 30.51%
Matla | 3450 | 1979-09-29 | 1979-09-29 | 368 991 083 | efficiency | 33.25% | 33.33% | 34.22% | 34.24% | 34.36% | 33.17% | 33.65% | 34.49% | 33.62% |  | 33.16%
Medupi | 4764 | 2015-08-22 | 2015-08-23 | 2 428 262 | efficiency | #DIV/0! | #DIV/0! | #DIV/0! | #DIV/0! | #DIV/0! | #DIV/0! | #DIV/0! | 40.98% | 103.5% |  | 37.1%
Tutuka | 3510 | 1985-06-01 | 1985-06-01 | 285 178 152 | efficiency | 32.94% | 32.92% | 31.74% | 30.99% | 29.87% | 31.24% | 30.96% | 30.39% | 31.57% |  | 31.09%
Kusile | [15 empty] | 37.1%
Koeberg | 1800 | 1984-07-21 | 1984-07-21 | 62 605 828 | efficiency
Acacia | 171 | 1976-05-13 | 1976-05-13 | 239 654 | efficiency
Ankerlig |  | 2007-10-01 | 2007-10-01 | 9 004 500 | efficiency
Gourikwa |  | 2007-10-01 | 2007-10-01 | 4 732 541 | efficiency
Port Rex | 171 | 1976-09-30 | 1976-09-30 | 259 177 | efficiency
Colley Wobbles | 42 | 1985-01-01 | 1985-01-01 | 0 | efficiency
First Falls | 6 | 1979-02-01 | 1979-02-01 | 0 | efficiency
Gariep | 360 | 1971-09-08 | 1971-09-08 | 3 245 856 | efficiency
Ncora | 2 | 1983-03-01 | 1983-03-01 | 0 | efficiency
Second Falls | 11 | 1979-04-01 | 1979-04-01 | 0 | efficiency
Van Der Kloof | 240 | 1977-01-01 | 1977-01-01 | 3 394 452 | efficiency
Drakensberg | 1000 | 1981-06-17 | 1981-06-17 | 8 041 567 | efficiency
Palmiet | 400 | 1988-04-18 | 1988-04-18 | 3 610 783 | efficiency
Camden | 1600 | 1966-12-21 | 2005-06-01 | 78 416 833 | efficiency | 28.42% | 29.12% | 30.22% | 18% | 29.65% | 29.57% | 31.37% | 31.11% | 31.25% |  | 28.05%
Grootvlei | 1200 | 1969-06-30 | 1969-06-30 | 42 584 808 | efficiency | 29.2% | 29.93% | 28.7% | 18% | 28.66% | 27.89% | 28.82% | 29% | 25.53% |  | 25.96%
Komati | 1000 | 1961-11-06 | 1961-11-06 | 27 069 069 | efficiency | 26.21% | 27.79% | 29.57% | 17.14% | 29.11% | 28.08% | 29.15% | 28.28% | 24.35% |  | 24.2%
Capacity (from Eskom integrated report) | [8 empty] | 2012 | 2013 | 2014 | 2015 | 2016 | 2017 | 2018 | 2019 | 2020 | 2021 | 2022 | 2023 | 2024 | 2025 | 2026 | 2027 | 2028 | 2029 | 2030 | 2031
Arnot | [8 empty] | 2232 |  |  |  |  | 2232 |  | 2232 | 2232 | 2232 | 2232 | 2232 | 2232 | 2232 | 1488 | 744 | 744 | 0 | 0 | 0
Duvha | [8 empty] | 3450 |  |  |  |  | 2875 |  | 2875 | 2875 | 2875 | 2875 | 2875 | 2875 | 2875 | 2875 | 2875 | 2875 | 2875 | 2875 | 1725
Hendrina | [8 empty] | 1865 |  |  |  |  | 1638 |  | 1293 | 1293 | 1108.2857 | 1108.2857 | 923.5714 | 738.8571 | 0 | 0 | 0 | 0 | 0 | 0 | 0
Kendal | [8 empty] | 3840 |  |  |  |  | 3840 |  | 3840 | 3840 | 3840 | 3840 | 3840 | 3840 | 3840 | 3840 | 3840 | 3840 | 3840 | 3840 | 3840
Kriel | [8 empty] | 2850 |  |  |  |  | 2850 |  | 2850 | 2850 | 2850 | 2850 | 2850 | 2850 | 2850 | 2375 | 1900 | 1425 | 475 | 0 | 0
Lethabo | [8 empty] | 3558 |  |  |  |  | 3558 |  | 3558 | 3558 | 3558 | 3558 | 3558 | 3558 | 3558 | 3558 | 3558 | 3558 | 3558 | 3558 | 3558
Matimba | [8 empty] | 3690 |  |  |  |  | 3690 |  | 3690 | 3690 | 3690 | 3690 | 3690 | 3690 | 3690 | 3690 | 3690 | 3690 | 3690 | 3690 | 3690
Majuba | [8 empty] | 3843 |  |  |  |  | 3843 |  | 3843 | 3843 | 3843 | 3843 | 3843 | 3843 | 3843 | 3843 | 3843 | 3843 | 3843 | 3843 | 3843
Matla | [8 empty] | 3450 |  |  |  |  | 3450 |  | 3450 | 3843 | 3450 | 3450 | 3450 | 3450 | 3450 | 3450 | 3450 | 3450 | 3450 | 2875 | 1725
Medupi | [8 empty] | 0 |  |  |  |  | 2157 |  | 2157 | 2157 | 4320 | 4320 | 4320 | 4320 | 4320 | 4320 | 4320 | 4320 | 4320 | 4320 | 4320
Tutuka | [8 empty] | 3510 |  |  |  |  | 3510 |  | 3510 | 3510 | 3510 | 3510 | 3510 | 3510 | 3510 | 3510 | 3510 | 3510 | 3510 | 0 | 0
Kusile | [13 empty] | 723 |  | 722 | 2144 | 4277 | 4277 | 4988 | 4988 | 4988 | 4988 | 4988 | 4988 | 4988 | 4988 | 4988
Camden | [8 empty] | 1450 |  |  |  |  | 1481 |  | 1481 | 1481 | 1481 | 1481 | 1110.75 | 555.375 | 0 | 0 | 0 | 0 | 0 | 0 | 0
Grootvlei | [8 empty] | 1090 |  |  |  |  | 1120 |  | 570 | 570 | 570 | 570 | 570 | 570 | 570 | 190 | 0 | 0 | 0 | 0 | 0
Komati | [8 empty] | 791 |  |  |  |  | 904 |  | 410 | 205 | 102.5 | 0 | 0 | 0 | 0 | 0 | 0 | 0 | 0 | 0 | 0
Total Coal | [16 empty] | 38091 | 41706.7857 | 41604.2857 | 41760.3214 | 41020.2321 | 39726 | 38127 | 36718 | 36243 | 34549 | 29989 | 27689
Koeberg | Nuclear Existing | [15 empty] | 1860 | 1860 | 1860 | 1860 | 1860 | 1860 | 1860 | 1860 | 1860 | 1860 | 1860 | 1860
Acacia | OCGT liquid fuels Existing | [15 empty] | 2400 | 2400 | 2400 | 2400 | 2400 | 2400 | 2400 | 2100 | 2100 | 2100 | 2100 | 2100
Ankerlig
Gourikwa
Port Rex
Colley Wobbles | Hydro Existing South Africa | [15 empty] | 665 | 665 | 665 | 665 | 665 | 665 | 665 | 665 | 665 | 665 | 665 | 665
First Falls
Gariep
Ncora
Second Falls
Van Der Kloof
Drakensberg | Pump Storage All Existing - Single Storage Tech | [15 empty] | 1580 | 1580 | 1580 | 1580 | 1580 | 1580 | 1580 | 1580 | 1580 | 1580 | 1580 | 1580
Palmiet
Ingula | Pumped Storage New Ingula - Single Storage Tech | [15 empty] | 1320 | 1320 | 1320 | 1320 | 1320 | 1320 | 1320 | 1320 | 1320 | 1320 | 1320 | 1320
Peaking | DOE Peakers | [15 empty] | 1005 | 1005 | 1005 | 1005 | 1005 | 1005 | 1005 | 1005 | 1005 | 1005 | 1005 | 1005
[9 empty] | 2020: Used in Model - Reference Case | From IRP | [12 empty] | Correction Factor Applied for Low EAF Scenario | [11 empty] | Used in Model - Low EAF Case based on CSIR study - see table 1
[42 empty] | 0.84 |  |  |  |  | 0.733 |  |  |  |  | 0.677 | bar: 2020 to 2031
Availability (derived) | IRP Data row | [7 empty] | 2012 |  |  |  | EAF category | 2017 |  |  | 2020 | 2021 | 2022 | 2023 | 2024 | 2025 | 2026 | 2027 | 2028 | 2029 | 2030 | 2031 | 2020 | 2021 | 2022 | 2023 | 2024 | 2025 | 2026 | 2027 | 2028 | 2029 | 2030 | 2031 | Hist.EAF | 2020 | 2021 | 2022 | 2023 | 2024 | 2025 | 2026 | 2027 | 2028 | 2029 | 2030 | 2031 | 2020 | 2021 | 2022 | 2023 | 2024 | 2025 | 2026 | 2027 | 2028 | 2029 | 2030 | 2031 | Minimum
Arnot |  | 13 | [6 empty] | 61.12% |  |  |  | low | 52.9% |  |  | 65.06% | 62.44% | 65.36% | 62.27% | 62.82% | 65.48% | 69.37% | 67.42% | 60.8% | 54.54% | 54.58% | 0% | 65.06% | 62.44% | 65.36% | 62.27% | 62.82% | 65.48% | 69.37% | 67.42% | 60.8% | 54.54% | 54.58% | 0% | low | 0.84 | 0.8186 | 0.7972 | 0.7758 | 0.7544 | 0.733 | 0.7218 | 0.7106 | 0.6994 | 0.6882 | 0.677 | 0.677 | 54.65% | 51.11% | 52.1% | 48.31% | 47.39% | 48% | 50.07% | 47.91% | 42.52% | 40% | 40% | 40%
Duvha |  | 14 | [6 empty] | 57.62% |  |  |  | low | 54.92% |  |  | 54.48% | 49.67% | 60.16% | 56.92% | 62.82% | 61.12% | 67.22% | 63.65% | 59.44% | 60.91% | 60.21% | 59.8% | 54.48% | 49.67% | 60.16% | 56.92% | 62.82% | 61.12% | 67.22% | 63.65% | 59.44% | 60.91% | 60.21% | 59.8% | low | 0.84 | 0.8186 | 0.7972 | 0.7758 | 0.7544 | 0.733 | 0.7218 | 0.7106 | 0.6994 | 0.6882 | 0.677 | 0.677 | 45.76% | 40.66% | 47.96% | 44.16% | 47.39% | 44.8% | 48.52% | 45.23% | 41.57% | 41.92% | 40.76% | 40.48%
Hendrina |  | 15 | [6 empty] | 58.08% |  |  |  | low | 55.58% |  |  | 60.93% | 55.96% | 69.35% | 69.35% | 69.35% | 69.35% | 0% | 0% | 0% | 0% | 0% | 0% | 60.93% | 55.96% | 69.35% | 69.35% | 69.35% | 69.35% | 0% | 0% | 0% | 0% | 0% | 0% | low | 0.84 | 0.8186 | 0.7972 | 0.7758 | 0.7544 | 0.733 | 0.7218 | 0.7106 | 0.6994 | 0.6882 | 0.677 | 0.677 | 51.18% | 45.81% | 55.29% | 53.8% | 52.32% | 50.83% | 40% | 40% | 40% | 40% | 40% | 40%
Kendal |  | 16 | [6 empty] | 77.88% |  |  |  | mid | 73.92% |  |  | 69.1% | 71.34% | 65.47% | 73.17% | 69.03% | 74.14% | 75.36% | 69.41% | 79.33% | 73.64% | 72.94% | 72.53% | 69.1% | 71.34% | 65.47% | 73.17% | 69.03% | 74.14% | 75.36% | 69.41% | 79.33% | 73.64% | 72.94% | 72.53% | mid | 0.92 | 0.9093 | 0.8986 | 0.8879 | 0.8772 | 0.8665 | 0.8609 | 0.8553 | 0.8497 | 0.8441 | 0.8385 | 0.8385 | 63.57% | 64.87% | 58.83% | 64.97% | 60.55% | 64.24% | 64.88% | 59.37% | 67.41% | 62.16% | 61.16% | 60.82%
Kriel |  | 17 | [6 empty] | 66.37% |  |  |  | low | 51.43% |  |  | 54.1% | 63.42% | 54.63% | 51.39% | 65.2% | 64.44% | 65.39% | 68.89% | 51.12% | 60.54% | 64.15% | 0% | 54.1% | 63.42% | 54.63% | 51.39% | 65.2% | 64.44% | 65.39% | 68.89% | 51.12% | 60.54% | 64.15% | 0% | low | 0.84 | 0.8186 | 0.7972 | 0.7758 | 0.7544 | 0.733 | 0.7218 | 0.7106 | 0.6994 | 0.6882 | 0.677 | 0.677 | 45.44% | 51.92% | 43.55% | 40% | 49.19% | 47.23% | 47.2% | 48.95% | 40% | 41.66% | 43.43% | 40%
Lethabo |  | 18 | [6 empty] | 72.13% |  |  |  | low | 61.63% |  |  | 73.98% | 72.38% | 75.61% | 71% | 70.41% | 74.88% | 68.47% | 67.91% | 68.82% | 74.06% | 73.36% | 72.95% | 73.98% | 72.38% | 75.61% | 71% | 70.41% | 74.88% | 68.47% | 67.91% | 68.82% | 74.06% | 73.36% | 72.95% | low | 0.84 | 0.8186 | 0.7972 | 0.7758 | 0.7544 | 0.733 | 0.7218 | 0.7106 | 0.6994 | 0.6882 | 0.677 | 0.677 | 62.14% | 59.25% | 60.28% | 55.08% | 53.12% | 54.89% | 49.42% | 48.26% | 48.13% | 50.97% | 49.66% | 49.39%
Matimba |  | 20 | [6 empty] | 82.64% |  |  |  | high | 80.94% |  |  | 82.75% | 80.14% | 81.64% | 81.12% | 81.2% | 78.37% | 79.35% | 78.79% | 76.45% | 80.11% | 79.41% | 79% | 82.75% | 80.14% | 81.64% | 81.12% | 81.2% | 78.37% | 79.35% | 78.79% | 76.45% | 80.11% | 79.41% | 79% | high | 1 | 1 | 1 | 1 | 1 | 1 | 1 | 1 | 1 | 1 | 1 | 1 | 82.75% | 80.14% | 81.64% | 81.12% | 81.2% | 78.37% | 79.35% | 78.79% | 76.45% | 80.11% | 79.41% | 79%
Majuba |  | 19 | [6 empty] | 73.61% |  |  |  | mid | 69.87% |  |  | 73.05% | 74.62% | 75.32% | 72.62% | 74.5% | 77.04% | 70.13% | 72.18% | 71.93% | 71.63% | 70.93% | 70.52% | 73.05% | 74.62% | 75.32% | 72.62% | 74.5% | 77.04% | 70.13% | 72.18% | 71.93% | 71.63% | 70.93% | 70.52% | mid | 0.92 | 0.9093 | 0.8986 | 0.8879 | 0.8772 | 0.8665 | 0.8609 | 0.8553 | 0.8497 | 0.8441 | 0.8385 | 0.8385 | 67.21% | 67.85% | 67.68% | 64.48% | 65.35% | 66.76% | 60.37% | 61.74% | 61.12% | 60.46% | 59.47% | 59.13%
Matla |  | 21 | [6 empty] | 72.6% |  |  |  | mid | 64.7% |  |  | 67.3% | 68.76% | 70.74% | 70.97% | 69.49% | 70.53% | 69.66% | 69.1% | 75.96% | 70.37% | 69.67% | 69.26% | 67.3% | 68.76% | 70.74% | 70.97% | 69.49% | 70.53% | 69.66% | 69.1% | 75.96% | 70.37% | 69.67% | 69.26% | mid | 0.92 | 0.9093 | 0.8986 | 0.8879 | 0.8772 | 0.8665 | 0.8609 | 0.8553 | 0.8497 | 0.8441 | 0.8385 | 0.8385 | 61.92% | 62.52% | 63.57% | 63.01% | 60.96% | 61.11% | 59.97% | 59.1% | 64.54% | 59.4% | 58.42% | 58.07%
Medupi |  | 30 | [6 empty] | 75% |  |  |  | mid | 53.63% |  |  | 75.64% | 79.23% | 84.22% | 83.58% | 85.2% | 81.9% | 85.99% | 86.66% | 79.52% | 81.76% | 81.06% | 80.58% | 75.64% | 79.23% | 84.22% | 83.58% | 85.2% | 81.9% | 85.99% | 86.66% | 79.52% | 81.76% | 81.06% | 80.58% | mid | 0.92 | 0.9093 | 0.8986 | 0.8879 | 0.8772 | 0.8665 | 0.8609 | 0.8553 | 0.8497 | 0.8441 | 0.8385 | 0.8385 | 69.59% | 72.04% | 75.68% | 74.21% | 74.74% | 70.97% | 74.03% | 74.12% | 67.57% | 69.01% | 67.97% | 67.57%
Tutuka |  | 22 | [6 empty] | 62.79% |  |  |  | low | 53.81% |  |  | 56.06% | 56.86% | 54.05% | 59.15% | 54.92% | 61.15% | 57.84% | 57.37% | 62.55% | 58.78% | 58.03% | 57.67% | 56.06% | 56.86% | 54.05% | 59.15% | 54.92% | 61.15% | 57.84% | 57.37% | 62.55% | 58.78% | 58.03% | 57.67% | low | 0.84 | 0.8186 | 0.7972 | 0.7758 | 0.7544 | 0.733 | 0.7218 | 0.7106 | 0.6994 | 0.6882 | 0.677 | 0.677 | 47.09% | 46.55% | 43.09% | 45.89% | 41.43% | 44.82% | 41.75% | 40.77% | 43.75% | 40.45% | 40% | 40%
Kusile |  | 29 | [10 empty] | mid | 21.78% |  |  | 72% | 76.55% | 83.72% | 81.44% | 81.62% | 83.16% | 78.21% | 82.41% | 81.67% | 80.12% | 79.42% | 78.94% | 72% | 76.55% | 83.72% | 81.44% | 81.62% | 83.16% | 78.21% | 82.41% | 81.67% | 80.12% | 79.42% | 78.94% | mid | 0.92 | 0.9093 | 0.8986 | 0.8879 | 0.8772 | 0.8665 | 0.8609 | 0.8553 | 0.8497 | 0.8441 | 0.8385 | 0.8385 | 66.24% | 69.61% | 75.23% | 72.31% | 71.6% | 72.06% | 67.33% | 70.49% | 69.39% | 67.63% | 66.59% | 66.19%
Camden |  | 24 | [6 empty] | 65.97% |  |  |  | low | 54.11% |  |  | 60% | 55.81% | 61.24% | 64.67% | 63.06% | 63.06% | 63.06% | 63.06% | 63.06% | 0% | 0% | 0% | 60% | 55.81% | 61.24% | 64.67% | 63.06% | 63.06% | 63.06% | 63.06% | 63.06% | 0% | 0% | 0% | low | 0.84 | 0.8186 | 0.7972 | 0.7758 | 0.7544 | 0.733 | 0.7218 | 0.7106 | 0.6994 | 0.6882 | 0.677 | 0.677 | 50.4% | 45.69% | 48.82% | 50.17% | 47.57% | 46.22% | 45.52% | 44.81% | 44.1% | 40% | 40% | 40%
Grootvlei |  | 25 | [6 empty] | 57.51% |  |  |  | low | 36.75% |  |  | 89.15% | 89.15% | 89.15% | 0% | 0% | 0% | 0% | 0% | 0% | 0% | 0% | 0% | 89.15% | 89.15% | 89.15% | 0% | 0% | 0% | 0% | 0% | 0% | 0% | 0% | 0% | low | 0.84 | 0.8186 | 0.7972 | 0.7758 | 0.7544 | 0.733 | 0.7218 | 0.7106 | 0.6994 | 0.6882 | 0.677 | 0.677 | 74.89% | 72.98% | 71.07% | 40% | 40% | 40% | 40% | 40% | 40% | 40% | 40% | 40%
Komati |  | 26 | [6 empty] | 59.23% |  |  |  | low | 33.92% |  |  | 87.39% | 87.39% | 87.39% | 0% | 0% | 0% | 0% | 0% | 0% | 0% | 0% | 0% | 87.39% | 87.39% | 87.39% | 0% | 0% | 0% | 0% | 0% | 0% | 0% | 0% | 0% | low | 0.84 | 0.8186 | 0.7972 | 0.7758 | 0.7544 | 0.733 | 0.7218 | 0.7106 | 0.6994 | 0.6882 | 0.677 | 0.677 | 73.41% | 71.54% | 69.67% | 40% | 40% | 40% | 40% | 40% | 40% | 40% | 40% | 40%
Weighted Average Coal | [8 empty] | 68.85% |  |  |  |  | 60.19% |  |  | 67.73% | 69.24% | 71.14% | 69.84% | 70.75% | 72.21% | 72.18% | 72.59% | 72.55% | 73.03% | 74.24% | 74.58% | 67.73% | 69.24% | 71.14% | 69.84% | 70.75% | 72.21% | 72.18% | 72.59% | 72.55% | 73.03% | 74.24% | 74.58% | [13 empty] | 60.53% | 61.16% | 61.85% | 60.57% | 60.41% | 60.8% | 60.13% | 60.06% | 59.86% | 59.94% | 61.49% | 62.12%
Target
Koeberg | Nuclear Existing | 11 | [14 empty] | 84.16% | 82.96% | 70.32% | 90.08% | 86.46% | 74.93% | 90.04% | 89.5% | 92.11% | 84.5% | 84.54% | 84.72% | 84.16% | 82.96% | 70.32% | 90.08% | 86.46% | 74.93% | 90.04% | 89.5% | 92.11% | 84.5% | 84.54% | 84.72% | [13 empty] | 84.16% | 82.96% | 70.32% | 90.08% | 86.46% | 74.93% | 90.04% | 89.5% | 92.11% | 84.5% | 84.54% | 84.72%
Acacia | OCGT liquid fuels Existing | 33 | [14 empty] | 97.42% | 94.37% | 96.47% | 96.82% | 97.31% | 94.25% | 90.64% | 83.91% | 82.82% | 82.07% | 81.91% | 82.05% | 97.42% | 94.37% | 96.47% | 96.82% | 97.31% | 94.25% | 90.64% | 83.91% | 82.82% | 82.07% | 81.91% | 82.05% | [13 empty] | 97.42% | 94.37% | 96.47% | 96.82% | 97.31% | 94.25% | 90.64% | 83.91% | 82.82% | 82.07% | 81.91% | 82.05%
Ankerlig
Gourikwa
Port Rex
Colley Wobbles | Hydro Existing South Africa | 34 | [14 empty] | 94.73% | 98.87% | 88.95% | 84.44% | 98.85% | 97.61% | 98.45% | 97.91% | 95.73% | 95.05% | 95.09% | 94.67% | 94.73% | 98.87% | 88.95% | 84.44% | 98.85% | 97.61% | 98.45% | 97.91% | 95.73% | 95.05% | 95.09% | 94.67% | [13 empty] | 94.73% | 98.87% | 88.95% | 84.44% | 98.85% | 97.61% | 98.45% | 97.91% | 95.73% | 95.05% | 95.09% | 94.67%
First Falls
Gariep
Ncora
Second Falls
Van Der Kloof
Drakensberg | Pump Storage All Existing - Single Storage Tech | 35 | [14 empty] | 78.41% | 88.75% | 85.05% | 90.18% | 92.55% | 84.85% | 92.07% | 87.89% | 88.02% | 87.54% | 88.56% | 88.48% | 78.41% | 88.75% | 85.05% | 90.18% | 92.55% | 84.85% | 92.07% | 87.89% | 88.02% | 87.54% | 88.56% | 88.48% | [13 empty] | 78.41% | 88.75% | 85.05% | 90.18% | 92.55% | 84.85% | 92.07% | 87.89% | 88.02% | 87.54% | 88.56% | 88.48%
Palmiet
Ingula | Pumped Storage New Ingula - Single Storage Tech | 8 | [14 empty] | 93.28% | 98.92% | 94.37% | 94.71% | 97.35% | 90.85% | 91.39% | 90.68% | 90.54% | 93.56% | 93.6% | 93% | 93.28% | 98.92% | 94.37% | 94.71% | 97.35% | 90.85% | 91.39% | 90.68% | 90.54% | 93.56% | 93.6% | 93% | [13 empty] | 93.28% | 98.92% | 94.37% | 94.71% | 97.35% | 90.85% | 91.39% | 90.68% | 90.54% | 93.56% | 93.6% | 93%
Peaking | DOE Peakers | 10 | [14 empty] | 91.79% | 94.34% | 92.47% | 94.31% | 96.2% | 91.6% | 91.88% | 93.18% | 92.11% | 92.96% | 93.13% | 92.99% | 91.79% | 94.34% | 92.47% | 94.31% | 96.2% | 91.6% | 91.88% | 93.18% | 92.11% | 92.96% | 93.13% | 92.99% | [13 empty] | 91.79% | 94.34% | 92.47% | 94.31% | 96.2% | 91.6% | 91.88% | 93.18% | 92.11% | 92.96% | 93.13% | 92.99%
Weighted Average Total | [16 empty] | 71.88% | 73.21% | 74.02% | 73.83% | 74.9% | 75.07% | 75.83% | 75.71% | 75.71% | 75.93% | 77.26% | 77.69% | [25 empty] | 66.04% | 66.54% | 66.36% | 66.17% | 66.39% | 65.73% | 66.05% | 65.53% | 65.43% | 65.43% | 67.33% | 68.17%
[54 empty] | 66% |  |  |  |  | 65.5% |  |  |  |  | 65%
[6 empty] | 2009-2010 | 2010-2011 | 2011-2012 | 2012: 2012-2013; 2013: 2013-2014; 2014: 2014-2015; 2015: 2015-2016; 2016: 2016-2017; 2017: 2017-2018
Arnot | 1980 | 1971-09-21 | 1971-09-21 | 193 417 136 | Availability | 76.26% | 70.31% | 70.51% | 2012: 68.9%; 2013: 62.5%; 2014: 57.04%; 2015: 58.23%; 2016: 60.44%; 2017: 59.41%
Duvha | 3450 | 1980-01-18 | 1980-01-18 | 332 910 207 | Availability | 74.72% | 67.06% | 58.09% | 2012: 57.62%; 2013: 59.31%; 2014: 43.65%; 2015: 46.52%; 2016: 54.13%; 2017: 43.02%
Hendrina | 1895 | 1970-05-12 | 1970-05-12 | 185 357 620 | Availability | 73.15% | 71.92% | 68.75% | 2012: 57.16%; 2013: 53.38%; 2014: 60.72%; 2015: 49.23%; 2016: 53.73%; 2017: 46.19%
Kendal | 3840 | 1988-10-01 | 1988-10-01 | 418 627 866 | Availability | 69.29% | 76.25% | 81.18% | 2012: 77.88%; 2013: 80.3%; 2014: 72.71%; 2015: 75.22%; 2016: 68.92%; 2017: 75.65%
Kriel | 2850 | 1976-05-06 | 1976-05-06 | 280 320 688 | Availability | 63.71% | 72.92% | 61.24% | 2012: 66.37%; 2013: 57.85%; 2014: 59.3%; 2015: 63.85%; 2016: 59.43%; 2017: 48.8%
Lethabo | 3558 | 1985-12-22 | 1985-12-22 | 383 912 390 | Availability | 81.89% | 81.82% | 77.88% | 2012: 72.13%; 2013: 74.09%; 2014: 76.18%; 2015: 67.37%; 2016: 71.46%; 2017: 58.4%
Matimba | 3690 | 1987-12-04 | 1987-12-04 | 434 641 866 | Availability | 86.51% | 87.13% | 86.31% | 2012: 82.64%; 2013: 80.11%; 2014: 83.07%; 2015: 75.96%; 2016: 79.23%; 2017: 81.58%; 2031: Availability Data from IRP
Majuba | 3843 | 1996-04-01 | 1996-04-01 | 303 609 808 | Availability | 66.36% | 73.17% | 75.23% | 73.61% | 70.7% | 66.61% | 62.94% | 62.09% | 72.52% | [14 empty] | 2020 | 2021 | 2022 | 2023 | 2024 | 2025 | 2026 | 2027 | 2028 | 2029 | 2030 | 2031
Matla | 3450 | 1979-09-29 | 1979-09-29 | 368 991 083 | Availability | 72.64% | 71.15% | 68.33% | 72.6% | 60.8% | 66.91% | 68.86% | 66.28% | 64.22% | [12 empty] | 171 | ACACIA | 0.984 | 0.9839 | 0.8234 | 0.9839 | 0.8966 | 0.9682 | 0.9863 | 0 | 0 | 0 | 0 | 0
Medupi | 4764 | 2015-08-22 | 2015-08-23 | 2 428 262 | Availability | 0% | 0% | 0% | 0% | 0% | 0% | 0% | 5.819% | 29.63% | [12 empty] | 1323 | ANKERLIG | 0.9812 | 0.942 | 0.9813 | 0.9681 | 0.9781 | 0.9516 | 0.8812 | 0.9807 | 0.9689 | 0.9581 | 0.9555 | 0.957
Tutuka | 3510 | 1985-06-01 | 1985-06-01 | 285 178 152 | Availability | 64.55% | 62.01% | 66.69% | 62.79% | 58.88% | 66.98% | 59.79% | 52.13% | 54.41% | [12 empty] | 735 | GOURIKWA | 0.9588 | 0.9403 | 0.977 | 0.9744 | 0.98 | 0.9156 | 0.9163 | 0.9746 | 0.9602 | 0.9552 | 0.9548 | 0.9565
Camden | 1600 | 1966-12-21 | 2005-06-01 | 78 416 833 | Availability | 53.31% | 53.44% | 51.85% | 59.79% | 62.27% | 59.48% | 56.71% | 55.39% | 48.36% | [12 empty] | 171 | PORT REX | 0.9771 | 0.9307 | 0.9246 | 0.9262 | 0.9814 | 0.9616 | 0.9791 | 0 | 0 | 0 | 0 | 0
Grootvlei | 1200 | 1969-06-30 | 1969-06-30 | 42 584 808 | Availability | 25.27% | 33.74% | 57.98% | 52.24% | 69.88% | 58.45% | 50.17% | 43.24% | 31.35% | [12 empty] | 360 | GARIEP | 0.9877 | 0.9596 | 0.8994 | 0.9875 | 0.9695 | 0.9195 | 0.969 | 0.9294 | 0.894 | 0.9461 | 0.9415 | 0.9395
Komati | 1000 | 1961-11-06 | 1961-11-06 | 27 069 069 | Availability | 11.6% | 23.52% | 27.38% | 46.85% | 57.75% | 46.42% | 48.42% | 47.07% | 25.22% | [12 empty] | 240 | VANDERKLOOF | 0.9473 | 0.9887 | 0.8895 | 0.8444 | 0.9885 | 0.9761 | 0.9845 | 0.9791 | 0.9573 | 0.9505 | 0.9509 | 0.9467
Weighted Average | [5 empty] | #VALUE! | #VALUE! | #VALUE! | #VALUE! | #VALUE! | #VALUE! | #VALUE! | #VALUE! | #VALUE! | [12 empty] | 1000 | DRAKENSBERG | 0.7536 | 0.8472 | 0.8129 | 0.9109 | 0.9005 | 0.8322 | 0.899 | 0.859 | 0.8607 | 0.8531 | 0.8643 | 0.8653
[27 empty] | 1332 | INGULA | 0.9328 | 0.9892 | 0.9437 | 0.9471 | 0.9735 | 0.9085 | 0.9139 | 0.9068 | 0.9054 | 0.9356 | 0.936 | 0.93
[27 empty] | 400 | PALMIET | 0.8605 | 0.9883 | 0.9445 | 0.8789 | 0.988 | 0.8892 | 0.975 | 0.9285 | 0.929 | 0.9311 | 0.939 | 0.9336
[27 empty] | 1005 | PEAKING | 0.9179 | 0.9434 | 0.9247 | 0.9431 | 0.962 | 0.916 | 0.9188 | 0.9318 | 0.9211 | 0.9296 | 0.9313 | 0.9299
| New HELE dry cooled efficiency estimation | [26 empty] | KOEBERG | 0.8416 | 0.8296 | 0.7032 | 0.9008 | 0.8646 | 0.7493 | 0.9004 | 0.895 | 0.9211 | 0.845 | 0.8454 | 0.8472
[28 empty] | NUCLEAR | 0.8416 | 0.8296 | 0.7032 | 0.9008 | 0.8646 | 0.7493 | 0.9004 | 0.895 | 0.9211 | 0.845 | 0.8454 | 0.8472
| Gross out | 800 | 794 | [24 empty] | ARNOT | 0.6506 | 0.6244 | 0.6536 | 0.6227 | 0.6282 | 0.6548 | 0.6937 | 0.6742 | 0.608 | 0.5454 | 0.5458 | 0
| Gross In | 1666.6667 | [25 empty] | DUVHA | 0.5448 | 0.4967 | 0.6016 | 0.5692 | 0.6282 | 0.6112 | 0.6722 | 0.6365 | 0.5944 | 0.6091 | 0.6021 | 0.598
| Gross Effiency | 48% | [25 empty] | HENDRINA | 0.6093 | 0.5596 | 0.6935 | 0.6935 | 0.6935 | 0.6935 | 0 | 0 | 0 | 0 | 0 | 0
| Wet cooled output | 792 | [25 empty] | KENDAL | 0.691 | 0.7134 | 0.6547 | 0.7317 | 0.6903 | 0.7414 | 0.7536 | 0.6941 | 0.7933 | 0.7364 | 0.7294 | 0.7253
| Wet cooled eff | 47.52% | [25 empty] | KRIEL | 0.541 | 0.6342 | 0.5463 | 0.5139 | 0.652 | 0.6444 | 0.6539 | 0.6889 | 0.5112 | 0.6054 | 0.6415 | 0
| Dry Cooled output | 729.6 | 724.128 | [24 empty] | LETHABO | 0.7398 | 0.7238 | 0.7561 | 0.71 | 0.7041 | 0.7488 | 0.6847 | 0.6791 | 0.6882 | 0.7406 | 0.7336 | 0.7295
| Dry cooled eff | 43.78% | [25 empty] | MAJUBA | 0.7305 | 0.7462 | 0.7532 | 0.7262 | 0.745 | 0.7704 | 0.7013 | 0.7218 | 0.7193 | 0.7163 | 0.7093 | 0.7052
[28 empty] | MATIMBA | 0.8275 | 0.8014 | 0.8164 | 0.8112 | 0.812 | 0.7837 | 0.7935 | 0.7879 | 0.7645 | 0.8011 | 0.7941 | 0.79
[28 empty] | MATLA | 0.673 | 0.6876 | 0.7074 | 0.7097 | 0.6949 | 0.7053 | 0.6966 | 0.691 | 0.7596 | 0.7037 | 0.6967 | 0.6926
[28 empty] | TUTUKA | 0.5606 | 0.5686 | 0.5405 | 0.5915 | 0.5492 | 0.6115 | 0.5784 | 0.5737 | 0.6255 | 0.5878 | 0.5803 | 0.5767
[28 empty] | BIG 10 | 0.6678 | 0.6718 | 0.6769 | 0.6753 | 0.6844 | 0.7041 | 0.6946 | 0.6857 | 0.6948 | 0.6949 | 0.6943 | 0.692
[28 empty] | CAMDEN | 0.6 | 0.5581 | 0.6124 | 0.6467 | 0.6306 | 0.6306 | 0.6306 | 0.6306 | 0.6306 | 0 | 0 | 0
[28 empty] | GROOTVLEI | 0.8915 | 0.8915 | 0.8915 | 0 | 0 | 0 | 0 | 0 | 0 | 0 | 0 | 0
[28 empty] | KOMATI | 0.8739 | 0.8739 | 0.8739 | 0 | 0 | 0 | 0 | 0 | 0 | 0 | 0 | 0
[28 empty] | TOTAL RTS | 0.6321 | 0.5581 | 0.6124 | 0.6467 | 0.6305 | 0 | 0 | 0 | 0 | 0 | 0 | 0
[28 empty] | Current Fleet total | 0.71 | 0.7153 | 0.714 | 0.7211 | 0.7363 | 0.7385 | 0.7396 | 0.7336 | 0.7423 | 0.7406 | 0.7428 | 0.7431
[28 empty] | KUSILE | 0.72 | 0.7655 | 0.8372 | 0.8144 | 0.8162 | 0.8316 | 0.7821 | 0.8241 | 0.8167 | 0.8012 | 0.7942 | 0.7894
[28 empty] | MEDUPI | 0.7564 | 0.7923 | 0.8422 | 0.8358 | 0.852 | 0.819 | 0.8599 | 0.8666 | 0.7952 | 0.8176 | 0.8106 | 0.8058
[28 empty] | NEW build | 0.7531 | 0.7829 | 0.84 | 0.8254 | 0.8342 | 0.8253 | 0.8212 | 0.8455 | 0.8059 | 0.8095 | 0.8025 | 0.7977
[28 empty] | ESKOm total | 0.715 | 0.725 | 0.735 | 0.745 | 0.755 | 0.755 | 0.755 | 0.755 | 0.755 | 0.755 | 0.755 | 0.755
[28 empty] | OCGT liquid fuels Existing | 0.97425 | 0.94366 | 0.96469 | 0.96817 | 0.97311 | 0.94247 | 0.90641 | 0.83908 | 0.82817 | 0.82068 | 0.81913 | 0.82047
[28 empty] | Hydro Existing South Africa | 0.9473 | 0.9887 | 0.8895 | 0.8444 | 0.9885 | 0.9761 | 0.9845 | 0.9791 | 0.9573 | 0.9505 | 0.9509 | 0.9467
[28 empty] | Pump Storage All Existing - Single Storage Tech | 0.78414 | 0.88751 | 0.8505 | 0.90176 | 0.9255 | 0.84849 | 0.92071 | 0.87886 | 0.88021 | 0.87539 | 0.88564 | 0.88481
[28 empty] | DOE Peakers | 0.9179 | 0.9434 | 0.9247 | 0.9431 | 0.962 | 0.916 | 0.9188 | 0.9318 | 0.9211 | 0.9296 | 0.9313 | 0.9299

## eskom fuel 2009-YTD
http://www.eskom.co.za/OurCompany/SustainableDevelopment/Pages/CDM_Calculations.aspx | [8 empty] | 2009 |  |  | 113.4438 | 116.5041 | 111.8933 | 113.6048
Eskom CDM Grid information for application within the CDM | [5 empty] | 2009 | 2010 | 2011 | 2012 | 2013 | 2014 | 2015 | 2016
Plant names | Installed capacity (MW) | Commissioni ng date | Reinstallation or commisioning date | Fuel type | Unit of Measure (UoM) | 2009: Fuel consumption | [5 empty] | 2017/2018 | [5 empty] | 2016-2017 | 2016-2017 | 2016-2017 | 2016-2017 | 2016-2017 | 2016-2017 | 2016-2017 | 2016-2017 | 2016-2017 | 2016-2017 | 2016-2017 | 2016-2017 | 2017-2018 | 2017-2018 | 2017-2018 | 2017-2018 | 2017-2018 | 2017-2018 | 2017-2018 | 2017-2018 | 2017-2018 | 2017-2018 | 2017-2018 | 2017-2018
[6 empty] | 2009-2010 | 2010-2011 | 2011-2012 | 2012-2013 | 2013-2014 | 2014-2015 | 2015-2016 | 2016-2017 | 2017-2018 | 2017 | 2017 scaled | 2017 PJ | Nersa |  | Average historical | Assumed | 2016 | 2016 | 2016 | 2016 | 2016 | 2016 | 2016 | 2016 | 2016 | 2016 | 2016 | 2016 | 2017 | 2017 | 2017 | 2017 | 2017 | 2017 | 2017 | 2017 | 2017 | 2017 | 2017 | 2017 | 2018 | 2018 | 2018 | 2018
Arnot | 1980 | 1971-09-21 | 1971-09-21 | Coal | tonnes/year | 6794134 | 6525670 | 7035460 | 6705593 | 6066013 | 5595389 | 5864921 | 9278888 | 5256587 | 5661375.3054 | 5.658 | 120.1177 | 5.4519 | 32.83% | 30.17% | 31% | Jan | Feb | Mar | Apr | May | Jun | Jul | Aug | Sep | Oct | Nov | Dec | Jan | Feb | Mar | Apr | May | Jun | Jul | Aug | Sep | Oct | Nov | Dec | Jan | Feb | Mar | Apr
Duvha | 3450 | 1980-01-18 | 1980-01-18 | Coal | tonnes/year | 11744606 | 10639393 | 9154172 | 9108411 | 9741615 | 7260002 | 7599737 | 8487411 | 7933848 | 7228755.84 | 7.2245 | 150.6322 | 7.8506 | 28.8% | 33.06% | 33.06%
Hendrina | 1895 | 1970-05-12 | 1970-05-12 | Coal | tonnes/year | 6905917 | 7139198 | 6849996 | 5763637 | 5323902 | 6479235 | 4958484 | 5365575 | 4893165 | 5011267.5 | 5.0083 | 106.7859 | 4.6271 | 26.38% | 27.93% | 27.93%
Kendal | 3840 | 1988-10-01 | 1988-10-01 | Coal | tonnes/year | 13866514 | 15174501 | 15938407 | 15386155 | 16190242 | 14028640 | 14813213 | 13606766 | 15644964 | 13867167.1567 | 13.859 | 275.8272 | 14.0856 | 30.98% | 32.4% | 32.45%
Kriel | 2850 | 1976-05-06 | 1976-05-06 | Coal | tonnes/year | 8504715 | 9527185 | 8360504 | 8902897 | 8147633 | 7841257 | 8643898 | 8095662 | 6867661 | 7174661.25 | 7.1704 | 147.7105 | 6.5517 | 31.93% | 33.37% | 33.37%
Lethabo | 3558 | 1985-12-22 | 1985-12-22 | Coal | tonnes/year | 18170227 | 17774699 | 17293334 | 15981404 | 16317957 | 16206472 | 14941989 | 15591930 | 14068403 | 13938744.9234 | 13.9305 | 203.3852 | 14.5203 | 31.9% | 35% | 34%
Matimba | 3690 | 1987-12-04 | 1987-12-04 | Coal | tonnes/year | 14637481 | 14596842 | 14953397 | 14269648 | 13911050 | 14226673 | 12718092 | 13227588 | 13533321 | 14142381.4931 | 14.134 | 277.0265 | 13.9411 | 34.22% | 33.26% | 34%
Majuba | 3843 | 1996-04-01 | 1996-04-01 | Coal | tonnes/year | 12261833 | 13020512 | 13529252 | 13269678 | 13087805 | 12938389 | 11457000 | 11676494 | 13413735 | 12979424.75 | 12.9717 | 277.498 | 13.2413 | 29.43% | 29.7% | 29.7%
Matla | 3450 | 1979-09-29 | 1979-09-29 | Coal | tonnes/year | 12438391 | 12155421 | 11367521 | 12069357 | 10076382 | 11482829 | 11649395 | 10941541 | 10875693 | 10892155 | 10.8857 | 212.2712 | 10.2321 | 33.62% | 33.75% | 33.75%
Medupi | 4764 | 2015-08-22 | 2015-08-23 | Coal | tonnes/year | 116.5041 2016: 1139577 | 2298394 | 5020041.7141 | 5.0171 | 98.3346 | 3.8837 | 103.5% |  | 37.1%
Tutuka | 3510 | 1985-06-01 | 1985-06-01 | Coal | tonnes/year | 10602839 | 10191709 | 11368184 | 10963012 | 10663894 | 11598592 | 10448003 | 9278888 | 9324821 | 9313337.75 | 9.3078 | 191.5813 | 9.1405 | 31.57% | 31.52% | 31.52%
Kusile | [14 empty] | 764968.2557 | 0.76452 | 13.379 | 0.76497 |  |  | 37.1%
Koeberg | 1800 | 1984-07-21 | 1984-07-21 | Nuclear | NA
Acacia | 171 | 1976-05-13 | 1976-05-13 | Gas | liters kerosene/year | 1132973 | 444957 | 462819 | 3601410 | 20141569 | 24854691 | 19959065 | 76067
Ankerlig | 1327 | 2007-10-01 | 2007-10-01 | Gas | liters diesel/year | 7459437 | 41305580 | 121853656 | 392200263 | 742556464 | 755437407 | 792571059 | 6423930
Gourikwa | 740 | 2007-10-01 | 2007-10-01 | Gas | liters diesel/year | 6884155 | 19144089 | 96165992 | 202234462 | 342045029 | 371048048 | 408210722 | 3632735
Port Rex | 171 | 1976-09-30 | 1976-09-30 | Gas | liters kerosene/year | 375078 | 281941 | 828014 | 4010155 | 26036230 | 23797797 | 24233625 | 36879
Colley Wobbles | 42 | 1985-01-01 | 1985-01-01 | Hydro | NA
First Falls | 6 | 1979-02-01 | 1979-02-01 | Hydro | NA
Gariep | 360 | 1971-09-08 | 1971-09-08 | Hydro | NA
Ncora | 2 | 1983-03-01 | 1983-03-01 | Hydro | NA
Second Falls | 11 | 1979-04-01 | 1979-04-01 | Hydro | NA
Van Der Kloof | 240 | 1977-01-01 | 1977-01-01 | Hydro | NA
Drakensberg | 1000 | 1981-06-17 | 1981-06-17 | Pump Storage | NA
Palmiet | 400 | 1988-04-18 | 1988-04-18 | Pump Storage | NA
Camden | 1600 | 1966-12-21 | 2005-06-01 | Coal | tonnes/year | 4732163 | 4629763 | 4329462 | 8379789 | 5297913 | 5074264 | 4560670 | 4492749 | 3904520 | 4136500.4615 | 4.1341 | 90.0982 | 3.9211 | 31.25% | 28.05% | 28.05%
Grootvlei | 1200 | 1969-06-30 | 1969-06-30 | Coal | tonnes/year | 1637371 | 2132979 | 3821963 | 5491180 | 4613355 | 3964825 | 3293564 | 2821309 | 2322971 | 2447555.5 | 2.4461 | 50.0065 | 2.2703 | 25.53% | 27.32% | 27.32%
Komati | 1000 | 1961-11-06 | 1961-11-06 | Coal | tonnes/year | 664497 | 1271010 | 1390186 | 4104105 | 2979546 | 2482388 | 2494856 | 2499772 | 1555263 | 1791390.25 | 1.7903 | 39.9597 | 1.46 | 24.35% | 26.72% | 26.72%
Guidance: | [14 empty] | 114.3697 | 114.302 |  | 111.9423
1. Where the year refers to a single year (e.g. 2007), it is representative of Eskom financial year which ends 31 March. Therefore '2012' refers to the financial year 2011/2012; | [13 empty] | Eskom Actual | 114.302
2. Eskom operates an integrated electricity grid nationally in which electricity can be dispatched without significant transmission constraints under normal operating conditions;
3. Eskom is a net electricity exporter and exports electricity to Botswana (BPC), Lesotho (LEC), Namibia (NamPower), Zambia (CEC), Swaziland (SEC) and Mozambique (MOTRACO)
without significant transmission constraints based on current electricity supply contractual obligations;
4. Ankelig, Gourikwa, Acacia and Port Rex are used for peaking and emergency supplies;
5. Pumped storage facilities are net users of electricity. Water is pumped during off-peak periods so that electricity can be generated during peak periods;
6. Colley Wobbles, First Falls, Ncora and Second Falls are operational but not included for capacity management purposes.
Plant names | Installed capacity (MW) | Commissioni ng date | Reinstallation or commisioning date | Fuel type | Unit of Measure (UoM) | 2009: Fuel consumption | 0
[6 empty] | 2009-2010 | 2010-2011 | 2011-2012 | 2012-2013 | 2013-2014 | 2014-2015 | 2015-2016 | 2016-2017 | 2017-2018 | Coal contract database |  |  | 2019 leaked data
Arnot | 1980 | 1971-09-21 | 1971-09-21 | Coal | Coal Calorific Value (MJ/kg) | 21.5 | 21.5 | 21.5 | 21.5 | 21.5 | 21.5 | 21.5 | 21.5 | 21.5 | 21.2296 |  |  | 20.5 | 120.1889
Duvha | 3450 | 1980-01-18 | 1980-01-18 | Coal | Coal Calorific Value (MJ/kg) | 20.48 | 20.48 | 20.48 | 20.48 | 20.48 | 20.48 | 20.48 | 20.48 | 20.48 | 20.8503 |  |  | 20.8 | 150.7214
Hendrina | 1895 | 1970-05-12 | 1970-05-12 | Coal | Coal Calorific Value (MJ/kg) | 21.38 | 21.38 | 21.38 | 21.38 | 21.38 | 21.38 | 21.38 | 21.38 | 21.38 | 21.3218 |  |  | 20.6 | 106.8492
Kendal | 3840 | 1988-10-01 | 1988-10-01 | Coal | Coal Calorific Value (MJ/kg) | 18.9 | 18.9 | 18.9 | 18.9 | 18.9 | 18.9 | 18.9 | 18.9 | 18.9 | 19.9025 |  |  | 18.5 | 275.9906
Kriel | 2850 | 1976-05-06 | 1976-05-06 | Coal | Coal Calorific Value (MJ/kg) | 20 | 20 | 20 | 20 | 20 | 20 | 20 | 20 | 20 | 20.6 |  |  | 20.9 | 147.798
Lethabo | 3558 | 1985-12-22 | 1985-12-22 | Coal | Coal Calorific Value (MJ/kg) | 14.6 | 14.6 | 14.6 | 14.6 | 14.6 | 14.6 | 14.6 | 14.6 | 14.6 | 14.6 |  |  | 15.4 | 203.5057
Matimba | 3690 | 1987-12-04 | 1987-12-04 | Coal | Coal Calorific Value (MJ/kg) | 20.5 | 20.5 | 20.5 | 20.5 | 20.5 | 20.5 | 20.5 | 20.5 | 20.5 | 19.6 |  |  | 18.7 | 277.1907
Majuba | 3843 | 1996-04-01 | 1996-04-01 | Coal | Coal Calorific Value (MJ/kg) | 22.26 | 22.26 | 22.26 | 22.26 | 22.26 | 22.26 | 22.26 | 22.26 | 22.26 | 21.3925 |  |  | 18.6 | 277.6624
Matla | 3450 | 1979-09-29 | 1979-09-29 | Coal | Coal Calorific Value (MJ/kg) | 19.11 | 19.11 | 19.11 | 19.11 | 19.11 | 19.11 | 19.11 | 19.11 | 19.11 | 19.5 |  |  | 19.8 | 212.397
Medupi | 4764 | 2015-08-22 | 2015-08-23 | Coal | Coal Calorific Value (MJ/kg) | 18.72 | 18.72 | 18.72 | 18.72 | 18.72 | 18.72 | 18.72 | 18.72 | 18.72 | 19.6 |  |  | 18.7 | 98.3928
Tutuka | 3510 | 1985-06-01 | 1985-06-01 | Coal | Coal Calorific Value (MJ/kg) | 20.46 | 20.46 | 20.46 | 20.46 | 20.46 | 20.46 | 20.46 | 20.46 | 20.46 | 20.5828 |  |  | 20.4 | 191.6948
Kusile | [14 empty] | 17.5
Koeberg | 1800 | 1984-07-21 | 1984-07-21 | Nuclear |  | #N/A | #N/A | #N/A | #N/A | #N/A | #N/A | #N/A | #N/A
Acacia | 171 | 1976-05-13 | 1976-05-13 | Gas |  | #N/A | #N/A | #N/A | #N/A | #N/A | #N/A | #N/A | #N/A
Ankerlig | 1327 | 2007-10-01 | 2007-10-01 | Gas |  | #N/A | #N/A | #N/A | #N/A | #N/A | #N/A | #N/A | #N/A
Gourikwa | 740 | 2007-10-01 | 2007-10-01 | Gas |  | #N/A | #N/A | #N/A | #N/A | #N/A | #N/A | #N/A | #N/A
Port Rex | 171 | 1976-09-30 | 1976-09-30 | Gas |  | #N/A | #N/A | #N/A | #N/A | #N/A | #N/A | #N/A | #N/A
Colley Wobbles | 42 | 1985-01-01 | 1985-01-01 | Hydro |  | #N/A | #N/A | #N/A | #N/A | #N/A | #N/A | #N/A | #N/A
First Falls | 6 | 1979-02-01 | 1979-02-01 | Hydro |  | #N/A | #N/A | #N/A | #N/A | #N/A | #N/A | #N/A | #N/A
Gariep | 360 | 1971-09-08 | 1971-09-08 | Hydro |  | #N/A | #N/A | #N/A | #N/A | #N/A | #N/A | #N/A | #N/A
Ncora | 2 | 1983-03-01 | 1983-03-01 | Hydro |  | #N/A | #N/A | #N/A | #N/A | #N/A | #N/A | #N/A | #N/A
Second Falls | 11 | 1979-04-01 | 1979-04-01 | Hydro |  | #N/A | #N/A | #N/A | #N/A | #N/A | #N/A | #N/A | #N/A
Van Der Kloof | 240 | 1977-01-01 | 1977-01-01 | Hydro |  | #N/A | #N/A | #N/A | #N/A | #N/A | #N/A | #N/A | #N/A
Drakensberg | 1000 | 1981-06-17 | 1981-06-17 | Pump Storage |  | #N/A | #N/A | #N/A | #N/A | #N/A | #N/A | #N/A | #N/A
Palmiet | 400 | 1988-04-18 | 1988-04-18 | Pump Storage |  | #N/A | #N/A | #N/A | #N/A | #N/A | #N/A | #N/A | #N/A
Camden | 1600 | 1966-12-21 | 2005-06-01 | Coal | Coal Calorific Value (MJ/kg) | 20 | 20 | 20 | 20 | 20 | 20 | 20 | 20 | 20 | 21.7942 |  |  | 18.7 | 90.1516
Grootvlei | 1200 | 1969-06-30 | 1969-06-30 | Coal | Coal Calorific Value (MJ/kg) | 20 | 20 | 20 | 20 | 20 | 20 | 20 | 20 | 20 | 20.4433 |  |  | 20 | 50.0361
Komati | 1000 | 1961-11-06 | 1961-11-06 | Coal | Coal Calorific Value (MJ/kg) | 21 | 21 | 21 | 21 | 21 | 21 | 21 | 21 | 21 | 22.3198 |  |  | 19.7 | 39.9834
[14 empty] | 19.8113 | 19.7251 |  |  | 19.133 | 2242.5626
[14 empty] | Eskom Average 2017 |  | 19.87
Note on P14: [Threaded comment] Your version of Excel allows you to read this threaded comment; however, any edits to it will get removed if the file is opened in a newer version of Excel. Learn more: https://go.microsoft.com/fwlink/?linkid=870924 Comment: pers.comms.Alwyn van der Merwe ~ 5mtons in 2017.
Note on V14: [Threaded comment] Your version of Excel allows you to read this threaded comment; however, any edits to it will get removed if the file is opened in a newer version of Excel. Learn more: https://go.microsoft.com/fwlink/?linkid=870924 Comment: From IRP
Note on P34: [Threaded comment] Your version of Excel allows you to read this threaded comment; however, any edits to it will get removed if the file is opened in a newer version of Excel. Learn more: https://go.microsoft.com/fwlink/?linkid=870924 Comment: From Alwyn vdMerwe, but seems out of sync with Medupi number.
Note on K43: fadiel: "E:\eskom data\Power Station Data 23April 2014 [eskom].xls
Note on K49: fadiel: From Jesse/Tara: coal database/contracts original eskom data reported 10.33 MJ/kg for 2013/14 seems erroneous. ? A unique aspect of Lethabo is the unusually low grade and quality of coal that is burnt in the power generation process. The coal burnt has an average calorific value of about 16 MJ/kg. http://www.eskom.co.za/Whatweredoing/ElectricityGeneration/PowerStations/Pages/Lethabo_Power_Station.aspx

## HistoricalDispatch
Data from hourly dispatch obtained from Jarrad (Eskom - MWh)
| Sum of Coal | Sum of PV | Sum of Wind | Sum of CSP | Sum of International Imports | Sum of Large scale hydro | Sum of Gas_Turbine (incl IPP) | Sum of Nuclear | Sum of PS | Other RE | All | Domestic |  |  | Calibration of emission factors
[5 empty] | 9578820.4667 | 820070.5 | 1020602.1417 | 13073492.6667 | -1579256.3333 | 94041.2348
2017 | 201598388 | 3324904.9807 | 5077716.1398 | 686895.3181 | 9064887 | 699147.5 | 88308.1985 | 15088180 | -1659269 | 94537.0577 | 234063695.1949 | 224998808.1949
2018 | 203358646.99 | 3282183.1125 | 6467139.4823 | 1031296.8577 | 9871124 | 1080965 | 858503.3981 | 10546432 | -1520780 | 107410.2612 | 235082921.1018 | 225211797.1018
2019 | 194844723.57 | 3325049.1243 | 6624686.3539 | 1557161.2436 | 9800450.4 | 680099 | 2114994.8284 | 13585866 | -1557720 | 80176.3855 | 231055486.9056 | 221255036.5056
| 0.8732% | [9 empty] | 0.4354%
Model (TWh)
| 202.38 | 4.04 | 6.59 | 1.23 | 9.06 | 0.7 | 0.09 | 15.09 | -1.67 |  | 233.91
| 204.02 | 4.39 | 6.59 | 1.64 | 9.06 | 0.7 | 0.63 | 10.55 | -1.31 |  | 229.6
| 199.37 | 4.91 | 6.59 | 2.05 | 9.06 | 0.7 | 1.52 | 13.59 | -1.32 |  | 229.46
2.4
1.005
[6 empty] | Capacity | 3.405
[6 empty] | 2017 | 0.0029606
[6 empty] | 2018 | 0.028782
[6 empty] | 2019 | 0.070907
[16 empty] | 2018-2019 (MWh) |  | Coal (PJ)
[15 empty] | Arnot | 9929077 | 31% | 115.3054
[15 empty] | Duvha | 11120844 | 33.06% | 121.1046
[15 empty] | Hendrina | 7355513 | 26.89% | 98.483
[15 empty] | Kendal | 21049970 | 32.45% | 233.5014
[15 empty] | Kriel | 13067561 | 31.29% | 150.3331
[15 empty] | Lethabo | 21565771 | 34% | 228.3435
[15 empty] | Matimba | 26677698 | 34% | 282.4676
[15 empty] | Majuba | 24154240 | 30.51% | 284.9664
[15 empty] | Matla | 18938849 | 33.16% | 205.6064
[15 empty] | Medupi | 15518851 | 37.1% | 150.5872
[15 empty] | Tutuka | 15169501 | 31.09% | 175.6475
[15 empty] | Kusile | 3921196 | 37.1% | 38.0493
[15 empty] | Koeberg | 11580000
[15 empty] | Acacia | 1712 | 32.27% | 0.019098
[15 empty] | Ankerlig | 788527 | 32.27% | 8.7964
[15 empty] | Gourikwa | 409512 | 32.27% | 4.5683
[15 empty] | Port Rex | 1787 | 32.27% | 0.019935
Colley Wobbles
First Falls
[15 empty] | Gariep | 1029000
Ncora
Second Falls
Van Der Kloof
Drakensberg
Palmiet
[15 empty] | Camden | 6972647 | 28.05% | 89.4876
[15 empty] | Grootvlei | 2703531 | 25.96% | 37.4957
[15 empty] | Komati | 2064923 | 24.2% | 30.7153
[15 empty] | Total | 214020710
[15 empty] | Total Coal | 200210172 |  | 2242.0941
[15 empty] | Total sent out | 218939000 |  |  | Fuel Factor (kton/PJ)
[14 empty] | Gas | Factor | Total Emissions | Total Elc (TWh) | Total fuel (PJ)
kton
Total
[13 empty] | ton/MWh | CO2 | 1.04 | 227696.56
[13 empty] | kg/MWh | Sox | 8.9 | 1948.5571
[13 empty] | kg/MWh | Nox | 4.27 | 934.8695
[14 empty] | PM10 | 0.47 | 102.9013
From Diesel
[14 empty] | Sox | 2.8212 | 3.3898 | 1.2015 | 13.4038 | 0.2529
[14 empty] | Nox | 2.2311 | 2.6808 | 1.2015 | 13.4038 | 0.2
[14 empty] | PM10 | 0.23427 | 0.28148 | 1.2015 | 13.4038 | 0.021
From coal
[14 empty] | sox | 9.7156 | 1945.1673 | 200.2102 | 2242.0941 | 0.86757 | 0.86757 | 6.7889 | 13205.5438
[14 empty] | nox | 4.6561 | 932.1888 | 200.2102 | 2242.0941 | 0.41577 |  | 3.9795 | 3709.6874
[14 empty] | PM10 | 0.51256 | 102.6199 | 200.2102 | 2242.0941 | 0.04577 |  | 10.1101 | 1037.4969

## DecomSchedule
|  | Unit # | 1 | 2 | 3 | 4 | 5 | 6 | 7 | 8 | 9 | 10 | Units | 2019 | 2020 | 2021 | 2022 | 2023 | 2024 | 2025 | 2026 | 2027 | 2028 | 2029 | 2030 | 2031 | 2032 | 2033 | 2034 | 2035 | 2036 | 2037 | 2038 | 2039 | 2040 | 2041 | 2042 | 2043 | 2044 | 2045 | 2046 | 2047 | 2048 | 2049 | 2050
CAMDEN |  | Camden | 2023 | 2023 | 2024 | 2025 | 2025 | 2024 | 2024 | 2025 |  |  | 8 | 1.481 | 1.481 | 1.481 | 1.481 | 1.1108 | 0.55538 | 0 | 0 | 0 | 0 | 0 | 0 | 0 | 0 | 0 | 0 | 0 | 0 | 0 | 0 | 0 | 0 | 0 | 0 | 0 | 0 | 0 | 0 | 0 | 0 | 0 | 0
GROOTVLEI |  | Grootvlei | 2026 | 2026 | 2027 | [7 empty] | 3 | 0.57 | 0.57 | 0.57 | 0.57 | 0.57 | 0.57 | 0.57 | 0.19 | 0 | 0 | 0 | 0 | 0 | 0 | 0 | 0 | 0 | 0 | 0 | 0 | 0 | 0 | 0 | 0 | 0 | 0 | 0 | 0 | 0 | 0 | 0 | 0
KOMATI |  | Komati | 2020 | 2020 | 2021 | [5 empty] | 2022 |  | 4 | 0.41 | 0.205 | 0.1025 | 0 | 0 | 0 | 0 | 0 | 0 | 0 | 0 | 0 | 0 | 0 | 0 | 0 | 0 | 0 | 0 | 0 | 0 | 0 | 0 | 0 | 0 | 0 | 0 | 0 | 0 | 0 | 0 | 0
ARNOT |  | Arnot | 2027 | 2026 | 2026 | 2027 | 2029 | 2029 |  |  |  |  | 6 | 2.232 | 2.232 | 2.232 | 2.232 | 2.232 | 2.232 | 2.232 | 1.488 | 0.744 | 0.744 | 0 | 0 | 0 | 0 | 0 | 0 | 0 | 0 | 0 | 0 | 0 | 0 | 0 | 0 | 0 | 0 | 0 | 0 | 0 | 0 | 0 | 0
DUVHA |  | Duvha | 2031 | 2031 |  | 2033 | 2033 | 2034 |  |  |  |  | 5 | 2.875 | 2.875 | 2.875 | 2.875 | 2.875 | 2.875 | 2.875 | 2.875 | 2.875 | 2.875 | 2.875 | 2.875 | 1.725 | 1.725 | 0.575 | 0 | 0 | 0 | 0 | 0 | 0 | 0 | 0 | 0 | 0 | 0 | 0 | 0 | 0 | 0 | 0 | 0
HENDRINA |  | Hendrina | 2021 | 2025 |  | 2025 | 2025 | 2025 | 2024 |  |  | 2023 | 7 | 1.293 | 1.293 | 1.1083 | 1.1083 | 0.92357 | 0.73886 | 0 | 0 | 0 | 0 | 0 | 0 | 0 | 0 | 0 | 0 | 0 | 0 | 0 | 0 | 0 | 0 | 0 | 0 | 0 | 0 | 0 | 0 | 0 | 0 | 0 | 0
KENDAL |  | Kendal | 2039 | 2041 | 2042 | 2042 | 2043 | 2044 |  |  |  |  | 6 | 3.84 | 3.84 | 3.84 | 3.84 | 3.84 | 3.84 | 3.84 | 3.84 | 3.84 | 3.84 | 3.84 | 3.84 | 3.84 | 3.84 | 3.84 | 3.84 | 3.84 | 3.84 | 3.84 | 3.84 | 3.2 | 3.2 | 2.56 | 1.28 | 0.64 | 0 | 0 | 0 | 0 | 0 | 0 | 0
KRIEL |  | Kriel | 2026 | 2027 | 2028 | 2029 | 2029 | 2030 |  |  |  |  | 6 | 2.85 | 2.85 | 2.85 | 2.85 | 2.85 | 2.85 | 2.85 | 2.375 | 1.9 | 1.425 | 0.475 | 0 | 0 | 0 | 0 | 0 | 0 | 0 | 0 | 0 | 0 | 0 | 0 | 0 | 0 | 0 | 0 | 0 | 0 | 0 | 0 | 0
LETHABO |  | Lethabo | 2036 | 2037 | 2037 | 2038 | 2040 | 2041 |  |  |  |  | 6 | 3.558 | 3.558 | 3.558 | 3.558 | 3.558 | 3.558 | 3.558 | 3.558 | 3.558 | 3.558 | 3.558 | 3.558 | 3.558 | 3.558 | 3.558 | 3.558 | 3.558 | 2.965 | 1.779 | 1.186 | 1.186 | 0.593 | 0 | 0 | 0 | 0 | 0 | 0 | 0 | 0 | 0 | 0
MAJUBA DRY |  | Majuba | 2046 | 2047 | 2048 | [7 empty] | 3 | 1.833 | 1.833 | 1.833 | 1.833 | 1.833 | 1.833 | 1.833 | 1.833 | 1.833 | 1.833 | 1.833 | 1.833 | 1.833 | 1.833 | 1.833 | 1.833 | 1.833 | 1.833 | 1.833 | 1.833 | 1.833 | 1.833 | 1.833 | 1.833 | 1.833 | 1.833 | 1.833 | 1.222 | 0.611 | 0 | 0 | 0
MAJUBA WET | [5 empty] | 2049 | 2050 | 2051 |  |  |  |  | 3 | 2.01 | 2.01 | 2.01 | 2.01 | 2.01 | 2.01 | 2.01 | 2.01 | 2.01 | 2.01 | 2.01 | 2.01 | 2.01 | 2.01 | 2.01 | 2.01 | 2.01 | 2.01 | 2.01 | 2.01 | 2.01 | 2.01 | 2.01 | 2.01 | 2.01 | 2.01 | 2.01 | 2.01 | 2.01 | 2.01 | 1.34 | 0.67
MATIMBA |  | Matimba | 2038 | 2038 | 2039 | 2040 | 2041 | 2042 |  |  |  |  | 6 | 3.69 | 3.69 | 3.69 | 3.69 | 3.69 | 3.69 | 3.69 | 3.69 | 3.69 | 3.69 | 3.69 | 3.69 | 3.69 | 3.69 | 3.69 | 3.69 | 3.69 | 3.69 | 3.69 | 2.46 | 1.845 | 1.23 | 0.615 | 0 | 0 | 0 | 0 | 0 | 0 | 0 | 0 | 0
MATLA |  | Matla | 2030 | 2031 | 2031 | 2032 | 2033 | 2034 |  |  |  |  | 6 | 3.45 | 3.45 | 3.45 | 3.45 | 3.45 | 3.45 | 3.45 | 3.45 | 3.45 | 3.45 | 3.45 | 2.875 | 1.725 | 1.15 | 0.575 | 0 | 0 | 0 | 0 | 0 | 0 | 0 | 0 | 0 | 0 | 0 | 0 | 0 | 0 | 0 | 0 | 0
TUTUKA |  | Tutuka | 2030 | 2030 | 2030 | 2030 | 2030 | 2030 |  |  |  |  | 6 | 3.51 | 3.51 | 3.51 | 3.51 | 3.51 | 3.51 | 3.51 | 3.51 | 3.51 | 3.51 | 3.51 | 0 | 0 | 0 | 0 | 0 | 0 | 0 | 0 | 0 | 0 | 0 | 0 | 0 | 0 | 0 | 0 | 0 | 0 | 0 | 0 | 0
MEDUPI |  | Medupi | 2071 | 2069 | 2068 | 2067 | 2067 | 2065 |  |  |  | totals | 6 | 33.602 | 33.397 | 33.1098 | 33.0073 | 32.4523 | 31.7122 | 30.418 | 28.819 | 27.41 | 26.935 | 25.241 | 20.681 | 18.381 | 17.806 | 16.081 | 14.931 | 14.931 | 14.338 | 13.152 | 11.329 | 10.074 | 8.866 | 7.018 | 5.123 | 4.483 | 3.843 | 3.843 | 3.232 | 2.621 | 2.01 | 1.34 | 0.67
KUSILE |  | Kusile | 2068 | 2070 | 2071 | 2072 | 2072 | 2073 |  |  |  | totals | 6 |  | -0.205 | -0.28721 | -0.1025 | -0.55496 | -0.74009 | -1.2942 | -1.599 | -1.409 | -0.475 | -1.694 | -4.56 | -2.3 | -0.575 | -1.725 | -1.15 | 0 | -0.593 | -1.186 | -1.823 | -1.255 | -1.208 | -1.848 | -1.895 | -0.64 | -0.64 | 0 | -0.611 | -0.611 | -0.611 | -0.67 | -0.67
-12.921
Schedule sourced from Mandy Rambharos, Eskom, July 2022 - has Tutuka retiring in 2030
| To: | Mr T Lloyd |  | 2020-04-28
Reference number: PAIA 0087 MAN
| From: | Bheki Nxumalo
GROUP EXECUTIVE: GENERATION
[18 empty] | 2019 | 2373 | 11017
[18 empty] | 2020 | 557 | 8644
[18 empty] | 2021 | 1403 | 8087
[18 empty] | 2022 | 844 | 6684
[18 empty] | 2023 | 555 | 5840
[18 empty] | 2024 |  | 5285
[18 empty] | 2025 |  | 5285
[18 empty] | 2026 | 1219 | 5285
[18 empty] | 2027 | 847 | 4066
[18 empty] | 2028 | 475 | 3219
[18 empty] | 2029 | 1694 | 2744
[18 empty] | 2030 | 1050 | 1050
From IRP 2019
33.325
4.6
8.9
Note on C6: [Threaded comment] Your version of Excel allows you to read this threaded comment; however, any edits to it will get removed if the file is opened in a newer version of Excel. Learn more: https://go.microsoft.com/fwlink/?linkid=870924 Comment: taken from ppt and not from 28 April letter.

## NERSA2017
Licence Number | Licensee Name | Licence Type | Power Station Name | System Used/Power Station Type | Period | Calendar Year | Licensed Capacity (MW) | Energy Generated (MWh) | Auxilary Consumption (MWh) | Gross Energy sent out (MWh) | Power Imports (MWh) | Net Energy sent out (MWh) | Energy consumed on site (MWh) | External Sales (MWh)
NERSA/IPP/EC109/2014 | AC Whitcher (Pty) Ltd | Private | AC Whitcher Sawmill | Biomass | January-December 2017 | 2017 | 0.8 | 6714 | 0 | 6714 | 618.045 | 6714 | 7332.045 | 0
NERSA/IPP/NC/658-268 | ACWA Power Solafrica Bokpoort CSP Power Plant (Pty) Ltd | Private | Bokpoort CSP Power Plant | Concentrated Solar Power (CSP) | January-December 2017 | 2017 | 50 | 219994.4196 | 22710.4176 | 197284.0019 | 5840.2599 | 197284.0019 | 0 | 197284.0019
NER/IPP/NC/658-73 | Adams Solar PV Project 2 (Pty) Ltd | Private | Adams Solar PV | Solar Photovoltaic (PV) | January-December 2017 | 2017 | 75 | 154104.0896 | 0 | 154104.0896 | 1044.923 | 153059.1666 | 0 | 153059.1666
NERSA/IPP/NC/658-112 | AE-AMD Independent Power Producer 1 (Pty) Ltd | Private | Greefspan PV Power Plant | Solar Photovoltaic (PV) | January-December 2017 | 2017 | 10 | 27156.5039 | 0 | 27156.5039 | 102.5068 | 27156.5039 | 31.232 | 27156.5039
NER/IPP/NC/658-60 | AE-AMD Independent Power Producer 3 (Pty) Ltd | Private | Herbert PV Power Plant | Solar Photovoltaic (PV) | January-December 2017 | 2017 | 19.98 | 53326.6455 | 0 | 53326.6455 | 181.5196 | 53326.6455 | 33.695 | 53326.6455
NER/G/KELVIN | AES Kelvin Power (Pty) Ltd | Private | Kelvin | Coal | January-December 2017 | 2017 | 600 | 1636523 | 138108 | 1498595 | 0 | 1498595 | 0 | 1498595 | 0.28512
NERSA/IPP/EC/658-269 | Amakhala Emoyeni Re Project 1 (Pty) Ltd | Private | Amakhala Emoyeni Wind Farm | Wind | January-December 2017 | 2017 | 133.7 | 418544.176 | 0 | 418544.176 | 266.45 | 413188.87 | 251.953 | 410001.85
NERSA/IPP/WC/658-277 | Aurora Wind Power (RF) (Pty) Ltd | Private | West Coast 1 | Wind | January-December 2017 | 2017 | 90.8 | 316737.0497 | 0 | 316737.0497 | 340.1697 | 316396.88 | 298.4358 | 316737.0497
NERSA/IPP/WC/658-270 | Aurora-Rietvlei Solar Power (RF) (Pty) Ltd | Private | Aurora Rietvlei Solar Power | Solar Photovoltaic (PV) | January-December 2017 | 2017 | 9 | 19617.45 | 95.743 | 19713.193 | 0 | 19617.45 | 0 | 19617.45
NERSA/IPP/KZN/658-133 | Avon Peaking Power (Pty) Ltd | Private | Avon generation station | Gas | January-December 2017 | 2017 | 670 | 75875.2 | 551.29 | 75323.91 | 13773.31 | 75323.91 | 0 | 75323.91 | 0.012834 | 1.4165
NERSA/G/BET-IPP | Bethlehem Hydro (Pty) Ltd | Private | Merino | Hydro | January-December 2017 | 2017 | 4 | 27547.778 | 0 | 27547.778 | 0 | 27547.778 | 11.9 | 27535.878
NERSA/G/BET-IPP | Bethlehem Hydro (Pty) Ltd | Private | Sol Plaatje | Hydro | January-December 2017 | 2017 | 3 | 17168.92 | 0 | 17168.92 | 0 | 17168.92 | 8.3 | 17160.62
NERSA/IPP/NC/658-271 | Blue Falcon 140 Trading (Pty) Ltd | Private | Gouda Wind Energy Facility | Wind | January-December 2017 | 2017 | 135.2 | 369651.2455 | 0 | 369651.2455 | 0 | 369651.2455 | 3425.373 | 369651.2455
NERSA/IPP/GP/658-326 | Bronkhorstspruit Biogas Plant (Pty) Ltd | Private | Bronkhorstspruit Biogas Plant | Biogas | January-December 2017 | 2017 | 4.2 | 22425.901 | 3331.026 | 19094.875 | 0 | 19094.875 | 0 | 19094.875
NERSA/IPP/NC/658-272 | Chaba Wind Power (Pty) Ltd | Private | Chaba Wind Farm Project | Wind | January-December 2017 | 2017 | 21 | 58298.1905 | 0 | 58297.5621 | 141.8041 | 58155.9827 | 0 | 58155.9827
0820655 | City of Cape Town | Municipality | Athlone Gas Turbine | Gas | January-December 2017 | 2017 | 40 | 0 | 64.407 | -64.407 | 0 | -64.407 | 0 | 0 | 0
0820655 | City of Cape Town | Municipality | Roggebaai Gas Turbine | Gas | January-December 2017 | 2017 | 40 | 6.4 | 11.744 | -5.344 | 0 | -5.344 | 0 | 0 | 0
0820655 | City of Cape Town | Municipality | Steenbras | Pumped Storage | January-December 2017 | 2017 | 180 | 18289.125 | 237.925 | 18051.2 | 25739 | -7687.8 | 0 | 0
NER/G/TSHW | City of Tshwane | Municipality | Rooiwal | Coal | January-December 2017 | 2017 | 300 | 0 | 0 | 0 | 5114.4 | -5114.4 | 0 | -5114.4
NER/G/TSHW | City of Tshwane | Municipality | Pretoria West | Coal and Gas | January-December 2017 | 2017 | 204 | 20347 | 0 | 20347 | 1434 | 18913 | 5389 | 13524
NERSA/G/CKL-IPP | Clackson Power Company (Pty) Ltd | Private | Clanwilliam Dam Hydo Power Station | Hydro | January-December 2017 | 2017 | 1.5 | 5141.77 | 61.4 | 5080.37 | 0 | 5080.37 | 0 | 5080.37
NERSA/IPP/LP/882-29 | Core Energy (Pty) Ltd | Private | Core Energy (Pty) Ltd | Solar Photovoltaic (PV) | January-December 2017 | 2017 | 30 | 61117.1275 | 0 | 61117.1275 | 375.8225 | 60741.305 | 0 | 60741.305
NERSA/IPP/NC/468-21 | Coria (PKF) Investment 28 (Pty) Ltd | Private | Noblesfontein Wind Farm | Wind | January-December 2017 | 2017 | 75 | 196760.748 | 490.4 | 196270.348 | 0 | 196270.348 | 490.4 | 196270.348
NERSA/IPP/WP/1033-194 | CPV Power Plant No.1 (Pty) Ltd | Private | CPV Power Plant No.1 | Solar Photovoltaic (PV) | January-December 2017 | 2017 | 36 | 75554.3392 | 0 | 75554.3392 | 491.2574 | 75063.0818 | 0 | 75505.8745
NER/G/IPP/DAR | Darling Independent Power Producer (Pty) Ltd | Private | Darlipp (Pty) Ltd | Wind | January-December 2017 | 2017 | 5.2 | 7216.95 | 0 | 7216.95 | 69.922 | 7147.028 | 0 | 7147.028
NERSA/IPP/EC/658-134 | Dedisa Peaking Power (Pty) Ltd | Private | Dedisa generation station | Gas | January-December 2017 | 2017 | 335 | 43306.9 | 587.47 | 42719.43 | 6742.51 | 42719.43 | 0 | 42719.43 | 0.014557
NERSA/IPP/EC/658-128 | Dorper Wind Farm (Pty) Ltd | Private | Dorper Wind Farm | Wind | January-December 2017 | 2017 | 100 | 296719.632 | 0 | 296719.632 | 316.3998 | 290192.8666 | 316.3998 | 290192.8666
NER/IPP/WC/658-409 | Electra Capital (Pty) Ltd | Private | Paleisheuwel Solar Park | Solar Photovoltaic (PV) | January-December 2017 | 2017 | 75 | 152987.1589 | 0 | 152987.1589 | 1064.977 | 151922.1819 | 0 | 151922.1819
NERSA/IPP/EC232/2011 | Electrawinds Africa and Indian Ocean Islands (Pty) Ltd | Private | Electrawinds Wind Turbine | Wind | January-December 2017 | 2017 | 1.8 | 5525.45 | 0 | 5525.45 | 0 | 5525.45 | 0 | 5525.45
NER/IPP/GP/658-400 | Energy Joburg (RF) (Pty) Ltd | Private | Robinsons Deep Site | Methane Gas | January-December 2017 | 2017 | 3 | 27959.786 | 0 | 27959.786 | 0 | 27959.786 | 0 | 27959.786
NER/IPP/GP/658-400 | Energy Joburg (RF) (Pty) Ltd | Private | Goudkoppies Site | Methane Gas | January-December 2017 | 2017 | 5 | 3111.278 | 0 | 3111.278 | 0 | 3111.278 | 0 | 3111.278
NERSA/IPP/L/1033-195 | Erika Energy (Pty) Ltd | Private | Southpan Solar Park | Solar Photovoltaic (PV) | January-December 2017 | 2017 | 28 | 59418.6 | 0 | 59418.6 | 641.4309 | 58777.1691 | 0 | 58777.1691
NER/G/Eskom | Eskom Holdings (Pty) Ltd | Eskom | Arnot | Coal | January-December 2017 | 2017 | 1980 | 10777095.55 | 810378.11 | 9966717.44 | 0 | 9966717.44 | 0 | 9966717.44
NER/G/Eskom | Eskom Holdings (Pty) Ltd | Eskom | Camden | Coal | January-December 2017 | 2017 | 1520 | 7087587.9448 | 428921.5548 | 6658666.39 | 0 | 6658666.39 | 0 | 6658666.39
NER/G/Eskom | Eskom Holdings (Pty) Ltd | Eskom | Duvha | Coal | January-December 2017 | 2017 | 3450 | 16256927.938 | 1225846.018 | 15031081.92 | 0 | 15031081.92 | 0 | 15031081.92
NER/G/Eskom | Eskom Holdings (Pty) Ltd | Eskom | Grootvlei | Coal | January-December 2017 | 2017 | 1130 | 3846835.504 | 325178.634 | 3521656.87 | 0 | 3521656.87 | 0 | 3521656.87
NER/G/Eskom | Eskom Holdings (Pty) Ltd | Eskom | Hendrina | Coal | January-December 2017 | 2017 | 1900 | 8277542.528 | 623045.468 | 7654497.06 | 0 | 7654497.06 | 0 | 7654497.06
NER/G/Eskom | Eskom Holdings (Pty) Ltd | Eskom | Kendal | Coal | January-December 2017 | 2017 | 3840 | 27372940.41 | 2100668.5 | 25272271.91 | 0 | 25272271.91 | 0 | 25272271.91
NER/G/Eskom | Eskom Holdings (Pty) Ltd | Eskom | Komati | Coal | January-December 2017 | 2017 | 1000 | 2598873.14 | 180096.81 | 2418776.33 | 0 | 2418776.33 | 0 | 2418776.33
NER/G/Eskom | Eskom Holdings (Pty) Ltd | Eskom | Kriel | Coal | January-December 2017 | 2017 | 2850 | 13638662.55 | 1129382.97 | 12509279.58 | 0 | 12509279.58 | 0 | 12509279.58
NER/G/Eskom | Eskom Holdings (Pty) Ltd | Eskom | Lethabo | Coal | January-December 2017 | 2017 | 3558 | 21228523.1 | 1206633.1 | 20021890 | 0 | 20021890 | 0 | 20021890
NER/G/Eskom | Eskom Holdings (Pty) Ltd | Eskom | Majuba | Coal | January-December 2017 | 2017 | 3843 | 25417656.995 | 2050102.355 | 23367554.64 | 0 | 23367554.64 | 0 | 23367554.64
NER/G/Eskom | Eskom Holdings (Pty) Ltd | Eskom | Matimba | Coal | January-December 2017 | 2017 | 3690 | 28259683.3773 | 2453046.6673 | 25806636.71 | 0 | 25806636.71 | 0 | 25806636.71
NER/G/Eskom | Eskom Holdings (Pty) Ltd | Eskom | Matla | Coal | January-December 2017 | 2017 | 3450 | 19880712.8 | 1176929.41 | 18703783.39 | 0 | 18703783.39 | 0 | 18703783.39
NER/G/Eskom | Eskom Holdings (Pty) Ltd | Eskom | Tutuka | Coal | January-December 2017 | 2017 | 3510 | 17601379.5048 | 1128053.7048 | 16473325.8 | 0 | 16473325.8 | 0 | 16473325.8
NER/G/Eskom | Eskom Holdings (Pty) Ltd | Eskom | Acacia | Gas | January-December 2017 | 2017 | 171 | 77 | 4 | 73 | 0 | 73 | 0 | 73 | 4.8733e-05
NER/G/Eskom | Eskom Holdings (Pty) Ltd | Eskom | Ankerlig | Gas | January-December 2017 | 2017 | 588 | 22514.2292 | 64.2292 | 22450 | 0 | 22450 | 0 | 22450 | 0.0043585
NER/G/Eskom | Eskom Holdings (Pty) Ltd | Eskom | Gourikwa | Gas | January-December 2017 | 2017 | 438 | 16326.9601 | 264.3201 | 16062.64 | 0 | 16062.64 | 0 | 16062.64 | 0.0041864
NER/G/Eskom | Eskom Holdings (Pty) Ltd | Eskom | Port Rex | Gas | January-December 2017 | 2017 | 171 | 65 | 0 | 65 | 0 | 65 | 0 | 65 | 4.3392e-05
NER/G/Eskom | Eskom Holdings (Pty) Ltd | Eskom | Gariep | Hydro | January-December 2017 | 2017 | 360 | 342073 | 371.84 | 341701.16 | 0 | 341701.16 | 0 | 341701.16
NER/G/Eskom | Eskom Holdings (Pty) Ltd | Eskom | Vanderkloof | Hydro | January-December 2017 | 2017 | 240 | 351159 | 2565.8 | 348593.2 | 0 | 348593.2 | 0 | 348593.2
NER/G/Eskom | Eskom Holdings (Pty) Ltd | Eskom | Koeberg | Nuclear | January-December 2017 | 2017 | 1870 | 15743187 | 656303 | 15086884 | 0 | 15086884 | 0 | 15086884
NER/G/Eskom | Eskom Holdings (Pty) Ltd | Eskom | Drakensberg | Pumped Storage | January-December 2017 | 2017 | 1000 | 1478450 | 4462.96 | 1473987.04 | 2359516.86 | -885529.82 | 0 | -885529.82
NER/G/Eskom | Eskom Holdings (Pty) Ltd | Eskom | Palmiet | Pumped Storage | January-December 2017 | 2017 | 400 | 589957 | 494.97 | 589462.03 | 776185.54 | -186723.51 | 0 | -186723.51
NER/G/Eskom | Eskom Holdings (Pty) Ltd | Eskom | Ncora | Hydro | January-December 2017 | 2017 | 2.1 | 1739.5433 | 0 | 1739.5433 | 0 | 1739.5433 | 0 | 1739.5433
NER/G/Eskom | Eskom Holdings (Pty) Ltd | Eskom | Mbashe | Hydro | January-December 2017 | 2017 | 42 | 9291.2019 | 0 | 9291.2019 | 0 | 9291.2019 | 0 | 9291.2019
NER/G/Eskom | Eskom Holdings (Pty) Ltd | Eskom | First Falls | Hydro | January-December 2017 | 2017 | 6 | 0 | 0 | 0 | 0 | 0 | 0 | 0
NER/G/Eskom | Eskom Holdings (Pty) Ltd | Eskom | Second Falls | Hydro | January-December 2017 | 2017 | 11 | 0 | 0 | 0 | 0 | 0 | 0 | 0
NER/G/Eskom | Eskom Holdings (Pty) Ltd | Eskom | Sere Wind Farm | Wind | January-December 2017 | 2017 | 105.8 | 342692.445 | 3972.191 | 338720.254 | 656.2735 | 338063.9805 | 0 | 338063.9805
NER/G/Eskom | Eskom Holdings (Pty) Ltd | Eskom | Medupi | Coal | January-December 2017 | 2017 | 4500 | 8513966.71 | 669305.63 | 7844661.08 | 0 | 7844661.08 | 0 | 7844661.08
NER/G/Eskom | Eskom Holdings (Pty) Ltd | Eskom | Ingula | Pumped Storage | January-December 2017 | 2017 | 1332 | 1982881 | 55509.03 | 1927371.97 | 2409225.11 | -481853.14 | 0 | -481853.14
NER/G/Eskom | Eskom Holdings (Pty) Ltd | Eskom | Kusile | Coal | January-December 2017 | 2017 | 4800 | 1530743.41 | 151144.41 | 1379599 | 0 | 1379599 | 0 | 1379599
NERSA/IPP/NC/658-273 | Firefly Investments 230 (RF) (Pty) Ltd | Private | Boshoff Solar Park | Solar Photovoltaic (PV) | January-December 2017 | 2017 | 60 | 121351.425 | 0 | 121351.425 | 766.619 | 120584.806 | 0 | 120584.806
NER/IPP/EC/658-62 | Firefly Investments 253 (Pty) Ltd | Private | Letsatsi PV | Solar Photovoltaic (PV) | January-December 2017 | 2017 | 64 | 143418.7435 | 1215.9205 | 142202.8215 | 0 | 142202.8215 | 0 | 142202.8215
199-295-1 | Friedenheim Irrigation Board | Private | Friedenheim | Hydro | January-December 2017 | 2017 | 2.5 | 12971.9232 | 0 | 12971.9232 | 0 | 12971.9232 | 129.7192 | 12842.204
NER/IPP/NC/468-41 | Gibson Bay Wind Farm (Pty) Ltd | Private | Gibson Bay Wind Power | Wind | January-December 2017 | 2017 | 111 | 317019.86 | 0 | 317019.86 | 209.877 | 316809.983 | 0 | 316809.983
NERSA/IPP/EC/658-274 | Grassridge Wind Power (Pty) Ltd | Private | Grassridge Wind Farm | Wind | January-December 2017 | 2017 | 59.8 | 171057.8875 | 0 | 171057.8875 | 456.454 | 170601.4335 | 0 | 170601.4335
NER/G/KZ226/01 | Illovo Sugar South Africa Limited | Private | Eston Mill | Bagasse | January-December 2017 | 2017 | 2 | 30259.7 | 28593.16 | 1666.54 | 1949.52 | -282.98 | 30542.68 | 1666.54
NERSA/IPP/NC/658-275 | Jasper Power Company (Pty) Ltd | Private | Jasper Power Company | Solar Photovoltaic (PV) | January-December 2017 | 2017 | 75 | 182730.2625 | 0 | 182730.2625 | 934.8545 | 181795.408 | 37.97 | 181757.438
NER/IPP/EC/658-138 | Jeffreys Bay Wind Farm (RF) (Pty) Ltd | Private | Jeffreys Bay Wind Farm | Wind | January-December 2017 | 2017 | 133.86 | 443016.7923 | 0 | 443016.7923 | 722.3146 | 442294.4777 | 0 | 442294.4777
NER/IPP/NC/658-137 | Ka Xu Solar One (Pty) Ltd | Private | Ka Xu Solar One | Concentrated Solar Power (CSP) | January-December 2017 | 2017 | 100 | 238775.6788 | 21012.841 | 238775.6788 | 11656.631 | 217762.8378 | 21012.841 | 217762.8378
NERSA/IPP/NC/658-276 | Kakamas Hydroelectric Power (Pty) Ltd | Private | Kakamas Hydro Electric Power | Hydro | January-December 2017 | 2017 | 10 | 36574.5769 | 0 | 36574.5769 | 9.3432 | 36524.6428 | 0 | 36314.6415
NER/IPP/NC/658-106 | Khi Solar one (Pty) Ltd | Private | Khi Solar one | Concentrated Solar Power (CSP) | January-December 2017 | 2017 | 50 | 85288.6968 | 6936.1327 | 78352.564 | 7552.3658 | 70800.1982 | 14488.4986 | 78352.564
NER/IPP/WC/658-105 | Klipheuwel-Dassiefontein Wind Energy Facility (Pty) Ltd | Private | Dassieklip Wind Energy Facility | Wind | January-December 2017 | 2017 | 27 | 85211.869 | 134.6518 | 85211.869 | 134.6518 | 85211.869 | 134.6518 | 85211.869
NERSA/IPP/EC/468-22 | Kouga Wind Farm (RF) (Pty) Ltd | Private | Kouga Wind Farm | Wind | January-December 2017 | 2017 | 80 | 271094.768 | 0 | 271094.768 | 85.968 | 271008.8 | 0 | 271008.8
NERSA/IPP/NC/658-111 | Limarco 77 (Pty) Ltd | Private | Limarco 77 (Pty) Ltd | Solar Photovoltaic (PV) | January-December 2017 | 2017 | 10 | 21585.0089 | 0 | 21585.0089 | 82.2626 | 21502.7463 | 30.863 | 21585.0089
NER/IPP/WC/658-1016 | L'omarins (Pty) Ltd | Private | L'omarins Hydro Power Plant | Hydro | January-December 2017 | 2017 | 2.415 | 0 | -51571 | 51571 | -4533946 | 4585517 | 4585517 | 0
NER/IPP/NC/658-398 | Longyuan Mulilo De Aar 2 North (Pty) Ltd | Private | Longyuan Mulilo De Aar 2 North Wind Farm | Wind | January-December 2017 | 2017 | 138.96 | 104867.887 | 2997.613 | 101870.274 | 44.903 | 101825.371 | 0 | 101905.728
NER/IPP/NC/658-394 | Longyuan Mulilo De Aar Wind Power (Pty) Ltd | Private | Longyuan Mulilo De Aar Maanhaarberg Wind Energy Facility | Wind | January-December 2017 | 2017 | 96.48 | 81451.952 | 2636.367 | 78815.585 | 59.94 | 78755.645 | 0 | 78822.672
NERSA/G/IPP/MCS | MethCap SPV1 (Proprietary) Limited | Private | Cogeneration Plant Methcap Petro SA | Gas | January-December 2017 | 2017 | 4.248 | 15327.4908 | 0 | 15327.4908 | 543.4713 | 14784.0195 | 0 | 14784.0195 | 0.39729
NERSA/IPP/KZN282/11 | Mondi Limited | Private | Mondi Richards Bay Mill | Spent pulping liquor, Coal and Gas | January-December 2017 | 2017 | 75 | 830203.1126 | 0 | 830203.1126 | 138922.2948 | 969125.4074 | 781865.4529 | 187731.611
NERSA/IPP/MP/2012 | Mpact Limited | Private | Mpact, Piet Retief | Spent Liqour and Coal | January-December 2017 | 2017 | 5.1 | 10391 | 0 | 10391 | 83507 | 0 | 93898 | 0
NER/IPP/NC073/658-71 | Mulilo Renewable Energy Solar De Aar (Pty) Ltd | Private | Mulilo Renewable Energy Solar De Aar | Solar Photovoltaic (PV) | January-December 2017 | 2017 | 10 | 20717.605 | 0 | 20717.605 | 142.6847 | 20717.605 | 113.7327 | 20717.605
NER/IPP/NC077/068-107 | Mulilo Renewable Solar PV Prieska (Pty) Ltd | Private | Mulilo Renewable Solar PV Prieska (Pty) Ltd | Solar Photovoltaic (PV) | January-December 2017 | 2017 | 20 | 41982.509 | 0 | 41982.509 | 300.7593 | 41982.509 | 192.0612 | 41982.509
NER/IPP/NC/822-82 | Mulilo Sonnedix Prieska PV (Pty) Ltd | Private | Mulilo Sonnedix Prieska PV | Solar Photovoltaic (PV) | January-December 2017 | 2017 | 75 | 170023.994 | 0 | 170023.994 | 727.6742 | 170023.994 | 0 | 170023.994
NER/G/Nman | Nelson Mandela Bay Metropolitan Municipality | Municipality | Mount Road Gas Turbine | Gas | January-December 2017 | 2017 | 40 | 0 | 0 | 0 | 3.24 | -3.24 | 3.24 | 0 | 0
NERSA/G/KZ232/01 | Newcastle Cogeneration Limited | Private | Newcastle Cogeneration (Pty) Ltd | Gas | January-December 2017 | 2017 | 13 | 4330.392 | 0 | 4330.392 | 0 | 4330.392 | 0 | 4330.392 | 0.038026
NER/IPP/EC/658-393 | Nojoli Wind Farm (RF) (Pty) Ltd | Private | Nojoli Wind Farm | Wind | January-December 2017 | 2017 | 86.6 | 250053.7602 | 0 | 250053.7602 | 384.188 | 249669.5722 | 0 | 249669.5722
NER/IPP/NC085/068-110 | Oakleaf Investments Holdings 79 (Pty) Ltd | Private | Lesedi PV | Solar Photovoltaic (PV) | January-December 2017 | 2017 | 64 | 150559.6253 | 1170.1021 | 149389.5253 | 0 | 149389.5253 | 0 | 149389.5253
NERSA/IPP/MP313/2012 | Power Alt (Pty) Ltd | Private | Power Alt | Gas | January-December 2017 | 2017 | 10.7 | 7454.78 | 399.29 | 7055.49 | 0 | 7055.49 | 0 | 7055.49 | 0.075273
NER/IPP/FS/658-408 | Pulida Energy (Pty) Ltd | Private | Pulida Solar Park | Solar Photovoltaic (PV) | January-December 2017 | 2017 | 75 | 146726.672 | 0 | 146726.672 | 1073.082 | 145653.59 | 0 | 145653.59
NERSA/IPP/MP/2011 | RCL Foods Sugar and Milling (Pty) Ltd | Private | TSB Komati | Bagasse and Coal | January-December 2017 | 2017 | 4 | 60857 | 0 | 60857 | 8144 | 55423 | 66006 | 2996
NERSA/IPP/MP/2011 | RCL Foods Sugar and Milling (Pty) Ltd | Private | TSB Malelane | Bagasse and Coal | January-December 2017 | 2017 | 3.5 | 85537.72 | 0 | 85555 | 3482.9 | 82072.1 | 71474.2037 | 14175.8613
NERSA/IPP/NC/822-28 | Renewable Energy Investments SA (RF) (Pty) Ltd | Private | Khathu | Solar Photovoltaic (PV) | January-December 2017 | 2017 | 75 | 186582.8277 | 2012.0667 | 184570.761 | 2306.8263 | 172427.4526 | 151.1548 | 179586.8755
NERSA/IPP/EC/658-126 | Renewables Cookhouse Wind Farm 1 (RF) (Pty) Ltd | Private | Cookhouse Wind Farm | Wind | January-December 2017 | 2017 | 138.6 | 329489.945 | 0 | 329489.945 | 1403.954 | 329489.945 | 0 | 321318.712
NERSA/IPP/EC/658-127 | Rubicept (Pty) Ltd | Private | Metro Wind Van Stadens Wind Farm | Wind | January-December 2017 | 2017 | 27 | 71416.5024 | 0 | 71416.5024 | 88.8421 | 71327.6603 | 0 | 71416.5024
NER/IPP/NW/658-55 | Rustmo1 Solar Farm (Pty) Ltd | Private | Rustmo1 Solar Farm (Pty) Ltd | Solar Photovoltaic (PV) | January-December 2017 | 2017 | 7 | 11919.713 | 0 | 11919.713 | 0 | 11919.713 | 0 | 11919.713
NERSA/IPP/NC/822-30 | SAMRP De Aar (RF) (Pty) Ltd | Private | SAMRP De Aar Solar Farm (Pty) Ltd | Solar Photovoltaic (PV) | January-December 2017 | 2017 | 48.5 | 97408.195 | 0 | 97408.195 | 599.195 | 96809 | 0 | 96809
NERSA/IPP/NC/822-31 | SAMRP Droogfontein (RF) (Pty) Ltd | Private | SAMRP Droogfontein Solar Farm (Pty) Ltd | Solar Photovoltaic (PV) | January-December 2017 | 2017 | 48.5 | 91830.3913 | 0 | 91830.3913 | 576.675 | 91253.7163 | 0 | 91253.7163
NER/IPP/NC/658-393 | SAMRP Khobab Wind (Pty) Ltd | Private | Khobab Wind Farm | Wind | January-December 2017 | 2017 | 138 | 40357.99 | 0 | 40357.99 | 18.785 | 40339.205 | 0 | 40339.205
NER/IPP/NC/658-395 | SAMRP Loeriesfontein 2 (Pty) Ltd | Private | Loeriesfontein 2 Wind Farm | Wind | January-December 2017 | 2017 | 138.23 | 41138.535 | 0 | 41138.535 | 25.31 | 41113.225 | 0 | 41113.225
NER/IPP/NC/658-399 | SAMRP Noupoort (Pty) Ltd | Private | Noupoort Wind Farm | Wind | January-December 2017 | 2017 | 79.05 | 293126.1689 | 220.586 | 292905.5829 | 222.573 | 292683.0099 | 0 | 292683.0099
LCE/COGEN/KZN291/2013 | Sappi Southern Africa Ltd | Private | Sappi Saiccor | Spent Pulping Liqour and Coal | January-December 2017 | 2017 | 2 | 228123.61 | 1331.0726 | 226792.5374 | 317983.061 | 0 | 546106.671 | 8360.96
LCE/COGEN/KZN291/2013 | Sappi Southern Africa Ltd | Private | Sappi Ngodwana | Spent Pulping Liqour and Coal | January-December 2017 | 2017 | 2 | 852887.0064 | 0 | 852887.0064 | 26616.4634 | 56998.3886 | 822505.0812 | 87478.2944
NER/IPP/FS/2013 | Sasol South Africa (Pty) Limited | Private | Sasol Chemical Industries Plant | Coal | January-December 2017 | 2017 | 128 | 624420.303 | 0 | 624420.303 | 0 | 624420.303 | 500423.137 | 123997.166 | 55.69%
NER/IPP/FS/2013 | Sasol South Africa (Pty) Limited | Private | Sasol Synfuels Steam Plant | Coal | January-December 2017 | 2017 | 600 | 3846458.7126 | 0 | 3846458.7126 | 0 | 3846458.7126 | 3704578.9716 | 141879.741 | 73.18%
NER/IPP/FS/2013 | Sasol South Africa (Pty) Limited | Private | Sasolburg Gas Engines Power Plant | Gas | January-December 2017 | 2017 | 175 | 815852.916 | 21223.615 | 794629.301 | 0 | 794629.301 | 794572.7484 | 56.5526 | 51.83%
NER/IPP/FS/2013 | Sasol South Africa (Pty) Limited | Private | Sasol unit 543 Gas Turbines | Gas | January-December 2017 | 2017 | 252 | 1777011.807 | 19036.4617 | 1757975.3453 | 0 | 1757975.3453 | 1359504.5843 | 398470.761 | 79.64%
NER/IPP/NC/658-83 | Scatec Solar SA 166 (Pty) Ltd | Private | Kalkbult | Solar Photovoltaic (PV) | January-December 2017 | 2017 | 75 | 145984.7445 | 0 | 145984.7445 | 589.5174 | 145395.2271 | 0 | 145395.2271
NERSA/IPP/NC/658-112 | Sevenstones 159 (Pty) Ltd | Private | Sevenstone 159 (Pty) Ltd | Solar Photovoltaic (PV) | January-December 2017 | 2017 | 10 | 21461.508 | 0 | 21461.508 | 81.0642 | 21380.4439 | 27.299 | 21461.508
NERSA/IPP/NC/658-278 | Simacel 155 (Pty) Ltd | Private | Linde | Solar Photovoltaic (PV) | January-December 2017 | 2017 | 36.8 | 88866.8871 | 0 | 82487.9937 | 331.4804 | 82147.9106 | 0 | 82147.9106
NERSA/IPP/NC/658-279 | Simacel 160 (Pty) Ltd | Private | Dreunberg | Solar Photovoltaic (PV) | January-December 2017 | 2017 | 69.6 | 158612.7634 | 0 | 158612.7634 | 578.4569 | 158034.3066 | 0 | 158034.3066
NER/IPP/EC/658-78 | SlimSun (Pty) Ltd | Private | SlimSun Swatland Solar Park | Solar Photovoltaic (PV) | January-December 2017 | 2017 | 5 | 10635.0726 | 0 | 10635.0726 | 33.428 | 10635.0726 | 33.428 | 10635.0726
NER/IPP/NC/658-90 | Solar Capital De Aar (Pty) Ltd | Private | iLanga Lethemba PV solar energy | Solar Photovoltaic (PV) | January-December 2017 | 2017 | 75 | 158252.1864 | 0 | 158252.1864 | 0 | 158252.1864 | 0 | 158252.1864
NERSA/IPP/NC/658-280 | Solar Capital De Aar 3 (Pty) Ltd | Private | iLanga Lethemba PV energy facility | Solar Photovoltaic (PV) | January-December 2017 | 2017 | 75 | 184923.4987 | 0 | 184923.4987 | 0 | 184923.4987 | 0 | 184923.4987
NERSA/IPP/FS/658-267 | Stortemelk Hydro (Pty) Ltd | Private | Stortemelk Hydro (Pty) Ltd | Hydro | January-December 2017 | 2017 | 4.31 | 31055.95 | 0 | 31055.95 | 122.704 | 30933.246 | 5.7 | 30927.546
NERSA/IPP/NC/658-281 | Sublunary Trading (Pty) Ltd RF | Private | Upington Solar PV Project | Solar Photovoltaic (PV) | January-December 2017 | 2017 | 8.9 | 18783.634 | 0 | 18783.634 | 111.123 | 18672.511 | 0 | 18672.511
NER/MUNIC/G/MP32/01 | Thaba Chweu Local Municipality | Municipality | Lydenburg Hydro | Hydro | January-December 2017 | 2017 | 3.35 | 9885.3604 | 0 | 9885.3604 | 0 | 0 | 0 | 9885.3604
NER/IPP/L/822-76 | Tobivox (Pty) Ltd | Private | Tom Burke Solar Park | Solar Photovoltaic (PV) | January-December 2017 | 2017 | 60 | 116393.063 | 0 | 116393.063 | 1077.2 | 115315.863 | 0 | 115315.863
NER/G/THS | Tongaat Hulett Sugar Mills and Estates Limited | Private | Amatikulu | Bagasse and Coal | January-December 2017 | 2017 | 12 | 32778 | 0 | 32778 | 7788.3 | 40566.3 | 39675.4 | 890.9
NER/G/THS | Tongaat Hulett Sugar Mills and Estates Limited | Private | Darnall | Bagasse and Coal | January-December 2017 | 2017 | 12 | 16800 | 0 | 16800 | 4990.1 | 21790.1 | 21790.1 | 0
NER/G/THS | Tongaat Hulett Sugar Mills and Estates Limited | Private | Felixton | Bagasse and Coal | January-December 2017 | 2017 | 32 | 78800 | 0 | 78800 | 7440.8 | 86240.8 | 71739.9 | 14500.9
NER/G/THS | Tongaat Hulett Sugar Mills and Estates Limited | Private | Maidstone | Bagasse and Coal | January-December 2017 | 2017 | 22.5 | 42929.6 | 0 | 42929.6 | 10784.4 | 53714 | 50765.4 | 2948.6
NERSA/IPP/EC/658-282 | Tsitsikamma Community Wind Farm (Pty) Ltd | Private | Tsitsikamma Community Wind Farm | Wind | January-December 2017 | 2017 | 94.8 | 340331 | 0 | 340331 | 528.843 | 339802.157 | 2863.5712 | 336938.5858
NERSA/IPP/KZN/2012 | Umfolozi Sugar Mill (Pty) Ltd | Private | Umfolozi Sugar Mill | Bagasse | January-December 2017 | 2017 | 5 | 41145.648 | 0 | 41145.648 | 2922.1312 | 0 | 42919.3273 | 1148.4519
NER/IPP/WC/658-139 | Umoya Energy (Pty) Ltd | Private | Hopefield Wind Farm | Wind | January-December 2017 | 2017 | 65.4 | 184742.21 | 0 | 184742.21 | 604.455 | 184742.21 | 72 | 182409.5484
NERSA/IPP/WC/658-283 | Vredendal Solar Power Park (Pty) Ltd | Private | Vredendal Solar Power Park | Solar Photovoltaic (PV) | January-December 2017 | 2017 | 8.82 | 19601.81 | 81.07 | 19682.88 | 0 | 19601.81 | 0 | 19601.81
NERSA/IPP/EC/658-284 | Waainek Wind Farm Power (Pty) Ltd | Private | Waainek Wind Farm | Wind | January-December 2017 | 2017 | 23.4 | 95641.6102 | 0 | 95641.6102 | 103.21 | 95538.4002 | 0 | 95538.4002
NERSA/IPP/NC/658-285 | Windfall 59 Properties(Pty) Ltd | Private | Sishen Solar Energy Facility | Solar Photovoltaic (PV) | January-December 2017 | 2017 | 74 | 206664.6452 | 0 | 206664.6452 | 0 | 206664.6452 | 0 | 206664.6452
NER/IPP/NC/658-403 | Xina Solar One (RF) (Pty) Ltd | Private | Xina Solar One | Concentrated Solar Power (CSP) | January-December 2017 | 2017 | 100 | 205620.7269 | 22768.6582 | 182852.0688 | 2666.0811 | 205620.7269 | 22768.6582 | 182852.0688
OCGT
[7 empty] | Capacity | [6 empty] | Elc actual | Gas actual(estimate) | Inventory
[7 empty] | 2476.7 | [5 empty] | Excl.Sasol | 182863.8815 | 2194.3666
[13 empty] | Incl.Sasol | 2336941.2142 | 28043.2946 | 58058
Note on H107: [Threaded comment] Your version of Excel allows you to read this threaded comment; however, any edits to it will get removed if the file is opened in a newer version of Excel. Learn more: https://go.microsoft.com/fwlink/?linkid=870924 Comment: fixed this to make it equal to 2018 value as 2017 value seems to show per unit and not total capacity

## NERSA2018
Licence Number | Licensee Name | Licence Type | Power Station Name | System Used/Power Station Type | Province name | Period | Calendar Year | Licensed Capacity (MW) | Energy Generated (MWh) | Auxiliary Consumption (MWh) | Gross Energy sent out (MWh) | Power Imports (MWh) | Net Energy sent out (MWh) | Energy consumed on site (MWh) | External Sales (MWh)
NER/G/Eskom | Eskom | Eskom Holdings (Pty) Ltd | Arnot | Coal | Mpumalanga | January-December 2018 | 2018 | 1980 | 11778390.86 | 915105.89 | 10863284.97 | 0 | 10863284.97 | 0 | 10863284.97
NER/G/Eskom | Eskom | Eskom Holdings (Pty) Ltd | Camden | Coal | Mpumalanga | January-December 2018 | 2018 | 1520 | 8127675.97 | 640966.32 | 7486709.65 | 0 | 7486709.65 | 0 | 7486709.65
NER/G/Eskom | Eskom | Eskom Holdings (Pty) Ltd | Duvha | Coal | Mpumalanga | January-December 2018 | 2018 | 3450 | 11698000.35 | 1086090.84 | 10611909.51 | 0 | 10611909.51 | 0 | 10611909.51
NER/G/Eskom | Eskom | Eskom Holdings (Pty) Ltd | Grootvlei | Coal | Mpumalanga | January-December 2018 | 2018 | 1130 | 2644796.23 | 237762.33 | 2407033.9 | 0 | 2407033.9 | 0 | 2407033.9
NER/G/Eskom | Eskom | Eskom Holdings (Pty) Ltd | Hendrina | Coal | Mpumalanga | January-December 2018 | 2018 | 1900 | 8601265.8 | 616233.37 | 7985032.43 | 0 | 7985032.43 | 0 | 7985032.43
NER/G/Eskom | Eskom | Eskom Holdings (Pty) Ltd | Kendal | Coal | Mpumalanga | January-December 2018 | 2018 | 3840 | 24612913.06 | 1918505.09 | 22694407.97 | 0 | 22694407.97 | 0 | 22694407.97
NER/G/Eskom | Eskom | Eskom Holdings (Pty) Ltd | Komati | Coal | Mpumalanga | January-December 2018 | 2018 | 1000 | 2318905.87 | 165328.51 | 2153577.36 | 0 | 2153577.36 | 0 | 2153577.36
NER/G/Eskom | Eskom | Eskom Holdings (Pty) Ltd | Kriel | Coal | Mpumalanga | January-December 2018 | 2018 | 2850 | 13465249.3 | 870173.16 | 12595076.14 | 0 | 12595076.14 | 0 | 12595076.14
NER/G/Eskom | Eskom | Eskom Holdings (Pty) Ltd | Lethabo | Coal | Free State | January-December 2018 | 2018 | 3558 | 20827205.9 | 1172157.79 | 19655048.11 | 0 | 19655048.11 | 0 | 19655048.11
NER/G/Eskom | Eskom | Eskom Holdings (Pty) Ltd | Majuba | Coal | Mpumalanga | January-December 2018 | 2018 | 3843 | 26301014.13 | 1909230.08 | 24391784.05 | 0 | 24391784.05 | 0 | 24391784.05
NER/G/Eskom | Eskom | Eskom Holdings (Pty) Ltd | Matimba | Coal | Limpopo | January-December 2018 | 2018 | 3690 | 29602780.12 | 2586669.4 | 27016110.72 | 0 | 27016110.72 | 0 | 27016110.72
NER/G/Eskom | Eskom | Eskom Holdings (Pty) Ltd | Matla | Coal | Mpumalanga | January-December 2018 | 2018 | 3450 | 20761579.8 | 1218096.32 | 19543483.48 | 0 | 19543483.48 | 0 | 19543483.48
NER/G/Eskom | Eskom | Eskom Holdings (Pty) Ltd | Tutuka | Coal | Mpumalanga | January-December 2018 | 2018 | 3510 | 17465880.77 | 1226462.59 | 16239418.18 | 0 | 16239418.18 | 0 | 16239418.18
NER/G/Eskom | Eskom | Eskom Holdings (Pty) Ltd | Acacia | Gas | Western Cape | January-December 2018 | 2018 | 171 | 1258 | 0 | 1258 | 0 | 1258 | 0 | 1258
NER/G/Eskom | Eskom | Eskom Holdings (Pty) Ltd | Ankerlig | Gas | Western Cape | January-December 2018 | 2018 | 588 | 340236.39 | 1622.2 | 338614.19 | 0 | 338614.19 | 0 | 338614.19
NER/G/Eskom | Eskom | Eskom Holdings (Pty) Ltd | Gourikwa | Gas | Western Cape | January-December 2018 | 2018 | 438 | 173101.81 | 1141.8 | 171960.01 | 0 | 171960.01 | 0 | 171960.01
NER/G/Eskom | Eskom | Eskom Holdings (Pty) Ltd | Port Rex | Gas | Eastern Cape | January-December 2018 | 2018 | 171 | 1189 | -3 | 1192 | 0 | 1192 | 0 | 1192
NER/G/Eskom | Eskom | Eskom Holdings (Pty) Ltd | Gariep | Hydro | Border of Free State and Eastern Cape | January-December 2018 | 2018 | 360 | 529767 | 650.86 | 529116.14 | 0 | 529116.14 | 0 | 529116.14
NER/G/Eskom | Eskom | Eskom Holdings (Pty) Ltd | Vanderkloof | Hydro | Northern Cape | January-December 2018 | 2018 | 240 | 550949 | 5376.91 | 545572.09 | 0 | 545572.09 | 0 | 545572.09
NER/G/Eskom | Eskom | Eskom Holdings (Pty) Ltd | Koeberg | Nuclear | Western Cape | January-December 2018 | 2018 | 1870 | 11090472 | 529100 | 10561372 | 0 | 10561372 | 0 | 10561372
NER/G/Eskom | Eskom | Eskom Holdings (Pty) Ltd | Drakensberg | Pumped Storage | KwaZulu-Natal | January-December 2018 | 2018 | 1000 | 1154748 | 1373.95 | 1153374.05 | 1613750.4 | -460376.35 | 0 | -460376.35
NER/G/Eskom | Eskom | Eskom Holdings (Pty) Ltd | Palmiet | Pumped Storage | Western Cape | January-December 2018 | 2018 | 400 | 882477 | -190.07 | 882667.07 | 1147189.73 | -264522.66 | 0 | -264522.66
NER/G/Eskom | Eskom | Eskom Holdings (Pty) Ltd | Ncora | Hydro | Eastern Cape | January-December 2018 | 2018 | 2.1 | 1129.32 | 0 | 1129.32 | 0 | 1129.32 | 0 | 1129.32
NER/G/Eskom | Eskom | Eskom Holdings (Pty) Ltd | Mbashe | Hydro | Eastern Cape | January-December 2018 | 2018 | 42 | 0 | 0 | 0 | 0 | 0 | 0 | 0
NER/G/Eskom | Eskom | Eskom Holdings (Pty) Ltd | First Falls | Hydro | Eastern Cape | January-December 2018 | 2018 | 6 | 0 | 0 | 0 | 0 | 0 | 0 | 0
NER/G/Eskom | Eskom | Eskom Holdings (Pty) Ltd | Second Falls | Hydro | Eastern Cape | January-December 2018 | 2018 | 11 | 0 | 0 | 0 | 0 | 0 | 0 | 0
NER/G/Eskom | Eskom | Eskom Holdings (Pty) Ltd | Sere | Wind | Western Cape | January-December 2018 | 2018 | 105.8 | 335790.32 | 2797.84 | 332992.47 | 672.1 | 332320.37 | 0 | 332320.37
NER/G/Eskom | Eskom | Eskom Holdings (Pty) Ltd | Medupi | Coal | Limpopo | January-December 2018 | 2018 | 4500 | 13799324.47 | 1243806.35 | 12555518.12 | 0 | 12555518.12 | 0 | 12555518.12
NER/G/Eskom | Eskom | Eskom Holdings (Pty) Ltd | Ingula | Pumped Storage | KwaZulu-Natal | January-December 2018 | 2018 | 1332 | 2704940 | 33458.84 | 2671481.16 | 3348082.8 | -676601.64 | 0 | -676601.64
NER/G/Eskom | Eskom | Eskom Holdings (Pty) Ltd | Kusile | Coal | Mpumalanga | January-December 2018 | 2018 | 723 | 3899915.64 | 402669.64 | 3497246 | 0 | 3497246 | 0 | 3497246 | 55.22%
NERSA/IPP/EC109/2014 | Private | AC Whitcher (Pty) Ltd | AC Whitcher Sawmill | Biomass | Eastern Cape | January-December 2018 | 2018 | 0.8 | 7017.39 | 0 | 7017.39 | 174.2 | 7017.39 | 7191.59 | 0
NER/IPP/EC/658-393 | Private | Nojoli Wind Farm (RF) (Pty) Ltd | Nojoli Wind Farm | Wind | Eastern Cape | January-December 2018 | 2018 | 86.6 | 244175.71 | 0 | 244175.71 | 571.68 | 243604.03 | 6 | 243598.03
NERSA/IPP/NC/658-268 | Private | ACWA Power Solafrica Bokpoort CSP Power Plant (Pty) Ltd | Bokpoort CSP Power Plant | Concentrated Solar Power (CSP) | Northern Cape | January-December 2018 | 2018 | 50 | 230595.59 | 23349.52 | 207246.07 | 5110.34 | 207246.07 | 0 | 207246.07
NER/IPP/NC/658-73 | Private | Adams Solar PV Project 2 (Pty) Ltd | Adams Solar PV | Solar Photovoltaic (PV) | Northern Cape | January-December 2018 | 2018 | 75 | 150738 | 0 | 150738 | 1064.12 | 149673.88 | 0 | 149673.88
NERSA/IPP/NC/658-112 | Private | AE-AMD Independent Power Producer 1 (Pty) Ltd | Greefspan PV Power Plant | Solar Photovoltaic (PV) | Northern Cape | January-December 2018 | 2018 | 10 | 27261.72 | 0 | 27261.72 | 101.32 | 27261.72 | 29.88 | 27261.72
NER/IPP/NC/658-60 | Private | AE-AMD Independent Power Producer 3 (Pty) Ltd | Herbert PV Power Plant | Solar Photovoltaic (PV) | Northern Cape | January-December 2018 | 2018 | 19.98 | 53464.91 | 0 | 53464.91 | 175.33 | 53464.91 | 33.69 | 53464.91
NER/G/KELVIN | Private | AES Kelvin Power (Pty) Ltd | Kelvin | Coal | Gauteng | January-December 2018 | 2018 | 600 | 1857223 | 150128 | 1707095 | 0 | 1707095 | 0 | 1707095
NERSA/IPP/EC/658-269 | Private | Amakhala Emoyeni Re Project 1 (Pty) Ltd | Amakhala Emoyeni Wind Farm | Wind | Eastern Cape | January-December 2018 | 2018 | 133.7 | 412035.51 | 0 | 412035.51 | 295.79 | 411739.73 | 282.15 | 403587.3
NERSA/IPP/WC/658-277 | Private | Aurora Wind Power (RF) (Pty) Ltd | West Coast 1 | Wind | Western Cape | January-December 2018 | 2018 | 90.8 | 287529.33 | 0 | 287529.33 | 385.34 | 287143.99 | 385.34 | 287529.33
NERSA/IPP/WC/658-270 | Private | Aurora-Rietvlei Solar Power (RF) (Pty) Ltd | Aurora Rietvlei Solar Power | Solar Photovoltaic (PV) | Western Cape | January-December 2018 | 2018 | 9 | 18691.12 | 135.21 | 18826.33 | 0 | 18691.12 | 0 | 18691.12
NERSA/IPP/EC232/2011 | Private | Avianto Energy (Pty) Ltd | Electrawinds Wind Turbine | Wind | Eastern Cape | January-December 2018 | 2018 | 1.8 | 5559.23 | 0 | 5559.23 | 0 | 5559.23 | 0 | 5559.23
NERSA/IPP/KZN/658-133 | Private | Avon Peaking Power (Pty) Ltd | Avon generation station | Gas | KwaZulu-Natal | January-December 2018 | 2018 | 670 | 270194.19 | 2990.47 | 267203.71 | 12944.81 | 267203.71 | 0 | 267203.71
NERSA/G/BET-IPP | Private | Bethlehem Hydro (Pty) Ltd | Merino | Hydro | Free State | January-December 2018 | 2018 | 4 | 28112.14 | 0 | 28112.14 | 0 | 28112.14 | 11.45 | 28100.69
NERSA/G/BET-IPP | Private | Bethlehem Hydro (Pty) Ltd | Sol Plaatje | Hydro | Free State | January-December 2018 | 2018 | 3 | 17759.64 | 0 | 17759.64 | 0 | 17759.64 | 10.1 | 17749.54
NERSA/IPP/NC/658-271 | Private | Blue Falcon 140 Trading (Pty) Ltd | Gouda Wind Energy Facility | Wind | Northern Cape | January-December 2018 | 2018 | 135.2 | 336163.48 | 0 | 336163.48 | 1514.49 | 336163.48 | 1514.49 | 336163.48
NERSA/IPP/GP/658-326 | Private | Bronkhorstspruit Biogas Plant (Pty) Ltd | Bronkhorstspruit Biogas Plant | Biogas | Gauteng | January-December 2018 | 2018 | 4.2 | 18919.62 | 3059.41 | 15860.21 | 0 | 15860.21 | 0 | 15860.21
NERSA/IPP/NC/658-272 | Private | Chaba Wind Power (Pty) Ltd | Chaba Wind Farm Project | Wind | Northern Cape | January-December 2018 | 2018 | 21 | 59884.14 | 0 | 59884.14 | 130.03 | 59754.11 | 0 | 59754.11
820655 | Municipality | City of Cape Town | Athlone Gas Turbine | Gas | Western Cape | January-December 2018 | 2018 | 40 | 158.17 | 89.28 | 68.89 | 0 | 68.89 | 0 | 68.89
820655 | Municipality | City of Cape Town | Roggebaai Gas Turbine | Gas | Western Cape | January-December 2018 | 2018 | 40 | 157.04 | 18.35 | 138.69 | 0 | 138.69 | 0 | 138.69
820655 | Municipality | City of Cape Town | Steenbras | Pumped Storage | Western Cape | January-December 2018 | 2018 | 180 | 69519.76 | 821.56 | 68698.2 | 61116.4 | 7581.8 | 0 | 7581.8
NER/G/TSHW | Municipality | City of Tshwane | Rooiwal | Coal | Gauteng | January-December 2018 | 2018 | 300 | 0 | 0 | 0 | 3503.9 | -3503.9 | 0
NER/G/TSHW | Municipality | City of Tshwane | Pretoria West | Coal and Gas | Gauteng | January-December 2018 | 2018 | 204 | 0 | 0 | 0 | 0 | 0 | 2174
NERSA/G/CKL-IPP | Private | Clackson Power Company (Pty) Ltd | Clanwilliam Dam Hydo Power Station | Hydro | Western Cape | January-December 2018 | 2018 | 1.5 | 4819.1 | 55.91 | 4763.19 | 0 | 4763.19 | 0 | 4763.19
NERSA/IPP/LP/882-29 | Private | Core Energy (Pty) Ltd | Witkop Solar Park | Solar Photovoltaic (PV) | Limpopo | January-December 2018 | 2018 | 30 | 59888.8 | 0 | 59888.8 | 425.2 | 59463.6 | 0 | 59463.6
NERSA/IPP/NC/468-21 | Private | Coria (PKF) Investment 28 (Pty) Ltd | Noblesfontein Wind Farm | Wind | Northern Cape | January-December 2018 | 2018 | 75 | 228711.26 | 540.02 | 228171.24 | 0 | 228171.24 | 540.02 | 228171.24
NERSA/IPP/WP/1033-194 | Private | CPV Power Plant No.1 (Pty) Ltd | CPV Power Plant No.1 | Solar Photovoltaic (PV) | Western Cape | January-December 2018 | 2018 | 36 | 70552.17 | 0 | 70552.17 | 153.01 | 70399.16 | 0 | 70552.17
NER/G/IPP/DAR | Private | Darling Independent Power Producer (Pty) Ltd | Darlipp (Pty) Ltd | Wind | Western Cape | January-December 2018 | 2018 | 5.2 | 7786.4 | 0 | 7786.4 | 57.93 | 7728.48 | 0 | 7728.48
NERSA/IPP/EC/658-134 | Private | Dedisa Peaking Power (Pty) Ltd | Dedisa generation station | Gas | Eastern Cape | January-December 2018 | 2018 | 335 | 121766.35 | 1329.99 | 120436.35 | 6720.49 | 120436.35 | 0 | 120436.35
NERSA/IPP/EC/658-128 | Private | Dorper Wind Farm (Pty) Ltd | Dorper Wind Farm | Wind | Eastern Cape | January-December 2018 | 2018 | 100 | 313350.28 | 0 | 313350.28 | 362.98 | 306211.75 | 362.98 | 306211.75
NER/IPP/WC/658-409 | Private | Electra Capital (Pty) Ltd | Paleisheuwel Solar Park | Solar Photovoltaic (PV) | Western Cape | January-December 2018 | 2018 | 75 | 147180.52 | 0 | 147180.52 | 1091.89 | 146088.63 | 6 | 146082.63
NER/IPP/GP/658-400 | Private | Energy Joburg (RF) (Pty) Ltd | Robinsons Deep Site | Methane Gas | Gauteng | January-December 2018 | 2018 | 3 | 20344.45 | 0 | 20344.45 | 0 | 20344.45 | 0 | 20344.45
NER/IPP/GP/658-400 | Private | Energy Joburg (RF) (Pty) Ltd | Goudkoppies Site | Methane Gas | Gauteng | January-December 2018 | 2018 | 5 | 2954.68 | 6.03 | 2954.68 | 6.03 | 2954.68 | 6.03 | 2954.68
NER/IPP/GP/658-400 | Private | Energy Joburg (RF) (Pty) Ltd | Marie Louise Site | Methane Gas | Gauteng | January-December 2018 | 2018 | 5 | 9794.1 | 4.95 | 9794.1 | 4.95 | 9794.1 | 4.95 | 9794.1
NERSA/IPP/L/1033-195 | Private | Erika Energy (Pty) Ltd | Southpan Solar Park | Solar Photovoltaic (PV) | Gauteng | January-December 2018 | 2018 | 28 | 58938.3 | 0 | 58938.3 | 592.4 | 58345.9 | 0 | 58345.9
NERSA/IPP/NC/658-273 | Private | Firefly Investments 230 (RF) (Pty) Ltd | Boshoff Solar Park | Solar Photovoltaic (PV) | Northern Cape | January-December 2018 | 2018 | 60 | 128270.93 | 0 | 128270.93 | 817.64 | 127453.29 | 0 | 127453.29
NER/IPP/EC/658-62 | Private | Firefly Investments 253 (Pty) Ltd | Letsatsi PV | Solar Photovoltaic (PV) | Eastern Cape | January-December 2018 | 2018 | 64 | 145349.66 | 1250.28 | 144099.39 | 0 | 144099.39 | 0 | 144099.39
199-295-1 | Private | Friedenheim Irrigation Board | Friedenheim | Hydro | Mpumalanga | January-December 2018 | 2018 | 2.5 | 12472.39 | 0 | 12472.39 | 0 | 12472.39 | 124.72 | 12347.67
NER/IPP/NC/468-41 | Private | Gibson Bay Wind Farm (Pty) Ltd | Gibson Bay Wind Power | Wind | Northern Cape | January-December 2018 | 2018 | 111 | 370867.36 | 0 | 370867.36 | 276.16 | 370591.2 | 6 | 370585.2
NERSA/IPP/EC/658-274 | Private | Grassridge Wind Power (Pty) Ltd | Grassridge Wind Farm | Wind | Eastern Cape | January-December 2018 | 2018 | 59.8 | 164323.68 | 0 | 164323.68 | 529.15 | 163794.52 | 0 | 163794.52
NER/G/KZ226/01 | Private | Illovo Sugar South Africa Limited | Eston Mill | Bagasse | KwaZulu-Natal | January-December 2018 | 2018 | 2 | 29747.44 | 26817.73 | 2929.71 | 1901.06 | 1028.65 | 28718.79 | 0
NERSA/IPP/NC/658-275 | Private | Jasper Power Company (Pty) Ltd | Jasper Power Company | Solar Photovoltaic (PV) | Northern Cape | January-December 2018 | 2018 | 75 | 175645.18 | 0 | 175645.18 | 1123.27 | 174521.91 | 13.72 | 174508.19
NER/IPP/EC/658-138 | Private | Jeffreys Bay Wind Farm (RF) (Pty) Ltd | Jeffreys Bay Wind Farm | Wind | Eastern Cape | January-December 2018 | 2018 | 133.86 | 416304.23 | 0 | 416304.49 | 0 | 416304.49 | 0 | 416304.49
NER/IPP/NC/658-137 | Private | Ka Xu Solar One (Pty) Ltd | Ka Xu Solar One | Concentrated Solar Power (CSP) | Northern Cape | January-December 2018 | 2018 | 100 | 348742.72 | 33324.67 | 348742.72 | 9061.51 | 315418.05 | 33324.67 | 315418.05
NERSA/IPP/NC/658-276 | Private | Kakamas Hydroelectric Power (Pty) Ltd | Kakamas Hydro Electric Power | Hydro | Northern Cape | January-December 2018 | 2018 | 10 | 43103.21 | 0 | 43103.21 | 26.83 | 42814.01 | 26.83 | 42814.01
NER/IPP/NC/658-106 | Private | Khi Solar one (Pty) Ltd | Khi Solar one | Concentrated Solar Power (CSP) | Northern Cape | January-December 2018 | 2018 | 50 | 111959.79 | 6141.48 | 111959.79 | 8348.31 | 105818.31 | 6141.48 | 105818.31
NER/IPP/WC/658-105 | Private | Klipheuwel-Dassiefontein Wind Energy Facility (Pty) Ltd | Dassieklip Wind Energy Facility | Wind | Western Cape | January-December 2018 | 2018 | 27 | 73823.57 | 142.01 | 73681.56 | 142.01 | 73823.57 | 142.01 | 73823.57
NERSA/IPP/NC/658-111 | Private | Limarco 77 (Pty) Ltd | Limarco 77 (Pty) Ltd | Solar Photovoltaic (PV) | Northern Cape | January-December 2018 | 2018 | 10 | 21753.75 | 0 | 21753.75 | 75.31 | 21753.75 | 28.18 | 21753.75
NER/IPP/WC/658-1016 | Private | L'omarins (Pty) Ltd | L'omarins Hydro Power Plant | Hydro | Western Cape | January-December 2018 | 2018 | 2.42 | 0 | 14.09 | -14.09 | 4536.06 | -14.09 | 0 | 0
NER/IPP/NC/658-398 | Private | Longyuan Mulilo De Aar 2 North (Pty) Ltd | Longyuan Mulilo De Aar 2 North Wind Farm | Wind | Northern Cape | January-December 2018 | 2018 | 138.96 | 467892.82 | 0 | 467892.82 | 296.09 | 453663.82 | 14525.1 | 453663.82
NER/IPP/NC/658-394 | Private | Longyuan Mulilo De Aar Wind Power (Pty) Ltd | Longyuan Mulilo De Aar Maanhaarberg Wind Energy Facility | Wind | Northern Cape | January-December 2018 | 2018 | 96.48 | 294538.07 | 0 | 294538.07 | 340.69 | 285035.07 | 9843.69 | 285035.07
NERSA/G/IPP/MCS | Private | MethCap SPV1 (Proprietary) Limited | Cogeneration Plant Methcap Petro SA | Gas | Western Cape | January-December 2018 | 2018 | 4.25 | 8721.81 | 0 | 8721.81 | 456.8 | 8290.43 | 0 | 8290.43
NERSA/IPP/KZN282/11 | Private | Mondi Limited | Mondi Richards Bay Mill | Spent pulping liquor, Coal and Gas | KwaZulu-Natal | January-December 2018 | 2018 | 75 | 711588.58 | 0 | 711588.58 | 52421.99 | 764010.56 | 720984.65 | 43389.58
NERSA/IPP/MP/2012 | Private | Mpact Limited | Mpact, Piet Retief | Spent Liqour and Coal | Mpumalanga | January-December 2018 | 2018 | 5.1 | 9299.57 | 0 | 9299.57 | 84662.88 | 0 | 93962.45 | 0
NER/IPP/NC073/658-71 | Private | Mulilo Renewable Energy Solar De Aar (Pty) Ltd | Mulilo Renewable Energy Solar De Aar | Solar Photovoltaic (PV) | Northern Cape | January-December 2018 | 2018 | 10 | 20418.26 | 0 | 20418.26 | 137.45 | 20418.26 | 115.66 | 20418.26
NER/IPP/NC077/068-107 | Private | Mulilo Renewable Solar PV Prieska (Pty) Ltd | Mulilo Renewable Solar PV Prieska (Pty) Ltd | Solar Photovoltaic (PV) | Northern Cape | January-December 2018 | 2018 | 20 | 41726.48 | 0 | 41726.48 | 295.15 | 41726.48 | 192.03 | 41726.48
NER/IPP/NC/822-82 | Private | Mulilo Sonnedix Prieska PV (Pty) Ltd | Mulilo Sonnedix Prieska PV | Solar Photovoltaic (PV) | Northern Cape | January-December 2018 | 2018 | 75 | 165473.07 | 0 | 165473.07 | 717.32 | 165473.07 | 97.38 | 165473.07
NER/G/Nman | Municipality | Nelson Mandela Bay Metropolitan Municipality | Mount Road Gas Turbine | Gas | Eastern Cape | January-December 2018 | 2018 | 40 | 0 | 0 | 0 | 0 | 0 | 0 | 0
NERSA/G/KZ232/01 | Private | Newcastle Cogeneration Limited | Newcastle Cogeneration (Pty) Ltd | Gas | KwaZulu-Natal | January-December 2018 | 2018 | 13 | 0 | 0 | 0 | 0 | 0 | 0 | 0
NER/IPP/NC085/068-110 | Private | Oakleaf Investments Holdings 79 (Pty) Ltd | Lesedi PV | Solar Photovoltaic (PV) | Northern Cape | January-December 2018 | 2018 | 64 | 149862.69 | 1222.57 | 148640.12 | 0 | 148640.12 | 0 | 148640.12
NERSA/IPP/MP313/2012 | Private | Power Alt (Pty) Ltd | Power Alt | Gas | Mpumalanga | January-December 2018 | 2018 | 10.7 | 0 | 0 | 0 | 0 | 0 | 0 | 0
NER/IPP/FS/658-408 | Private | Pulida Energy (Pty) Ltd | Pulida Solar Park | Solar Photovoltaic (PV) | Free State | January-December 2018 | 2018 | 75 | 144016.1 | 0 | 144016.1 | 1083.2 | 142932.91 | 6 | 142926.91
NERSA/IPP/MP/2011 | Private | RCL Foods Sugar and Milling (Pty) Ltd | Komati | Bagasse and Coal | Mpumalanga | January-December 2018 | 2018 | 4 | 82927.12 | 0 | 82927.12 | 3888.66 | 82927.12 | 81273.58 | 5542.2
NERSA/IPP/MP/2011 | Private | RCL Foods Sugar and Milling (Pty) Ltd | Malelane | Bagasse and Coal | Mpumalanga | January-December 2018 | 2018 | 3.5 | 98726.17 | 0 | 98726.17 | 7485.56 | 98005.11 | 87505.31 | 18706.42
NERSA/IPP/EC/468-22 | Private | Kouga Wind Farm (RF) (Pty) Ltd | Kouga Wind Farm | Wind | Eastern Cape | January-December 2018 | 2018 | 80 | 264602.54 | 0 | 264602.54 | 124.58 | 264477.95 | 0 | 264477.95
NERSA/IPP/NC/822-28 | Private | Renewable Energy Investments SA (RF) (Pty) Ltd | Khathu | Solar Photovoltaic (PV) | Northern Cape | January-December 2018 | 2018 | 75 | 183729.9 | 2013.25 | 181716.65 | 2305.13 | 179411.52 | 168.92 | 176956.14
NERSA/IPP/EC/658-126 | Private | Renewables Cookhouse Wind Farm 1 (RF) (Pty) Ltd | Cookhouse Wind Farm | Wind | Eastern Cape | January-December 2018 | 2018 | 138.6 | 323614.55 | 0 | 323614.55 | 1443.78 | 323614.55 | 0 | 316114.06
NERSA/IPP/EC/658-127 | Private | Rubicept (Pty) Ltd | Metro Wind Van Stadens Wind Farm | Wind | Eastern Cape | January-December 2018 | 2018 | 27 | 69913.09 | 0 | 69913.09 | 97.68 | 69913.09 | 0 | 69913.09
NER/IPP/NW/658-55 | Private | Rustmo1 Solar Farm (Pty) Ltd | Rustmo1 Solar Farm (Pty) Ltd | Solar Photovoltaic (PV) | North West | January-December 2018 | 2018 | 7 | 11897.79 | 0 | 11897.8 | 0 | 11897.8 | 0 | 11897.8
NERSA/IPP/NC/822-30 | Private | SAMRP De Aar (RF) (Pty) Ltd | SAMRP De Aar Solar Farm (Pty) Ltd | Solar Photovoltaic (PV) | Northern Cape | January-December 2018 | 2018 | 48.5 | 94719.04 | 0 | 94430.67 | 0 | 94430.67 | 0 | 94430.67
NERSA/IPP/NC/822-31 | Private | SAMRP Droogfontein (RF) (Pty) Ltd | SAMRP Droogfontein Solar Farm (Pty) Ltd | Solar Photovoltaic (PV) | Northern Cape | January-December 2018 | 2018 | 48.5 | 91691.3 | 0 | 91691.3 | 0 | 91691.3 | 0 | 91691.3
NER/IPP/NC/658-393 | Private | SAMRP Khobab Wind (Pty) Ltd | Khobab Wind Farm | Wind | Northern Cape | January-December 2018 | 2018 | 138 | 506322.28 | 0 | 506322.28 | 828.02 | 505494.26 | 0 | 505494.26
NER/IPP/NC/658-395 | Private | SAMRP Loeriesfontein 2 (Pty) Ltd | Loeriesfontein 2 Wind Farm | Wind | Northern Cape | January-December 2018 | 2018 | 138.23 | 469272.91 | 0 | 469272.91 | 924.62 | 468348.29 | 0 | 468348.29
NER/IPP/NC/658-399 | Private | SAMRP Noupoort (Pty) Ltd | Noupoort Wind Farm | Wind | Northern Cape | January-December 2018 | 2018 | 79.05 | 283331.46 | 10.17 | 283321.29 | 195.24 | 283126.05 | 0 | 283126.05
LCE/COGEN/KZN291/2013 | Private | Sappi Southern Africa Ltd | Sappi Saiccor | Spent Pulping Liqour and Coal | KwaZulu-Natal | January-December 2018 | 2018 | 2 | 188090.87 | 1351.58 | 186739.29 | 328589.59 | 0 | 516680.46 | 0
LCE/COGEN/KZN291/2013 | Private | Sappi Southern Africa Ltd | Sappi Ngodwana | Spent Pulping Liqour and Coal | Mpumalanga | January-December 2018 | 2018 | 117 | 833669.05 | 0 | 833669.05 | 37309.5 | 44546.24 | 826432.3 | 44546.24
NER/IPP/FS/2013 | Private | Sasol South Africa (Pty) Limited | Sasol Chemical Industries Plant | Coal | Free State | January-December 2018 | 2018 | 128 | 648526.82 | 0 | 648526.82 | 0 | 648526.82 | 648526.82 | 0 | 57.84%
NER/IPP/FS/2013 | Private | Sasol South Africa (Pty) Limited | Sasol Synfuels Steam Plant | Coal | Mpumalanga | January-December 2018 | 2018 | 600 | 3629277.15 | 0 | 3629277.15 | 0 | 3629277.15 | 3629277.15 | 0 | 69.05%
NER/IPP/FS/2013 | Private | Sasol South Africa (Pty) Limited | Sasolburg Gas Engines Power Plant | Gas | Free State | January-December 2018 | 2018 | 175 | 944996.1 | 22225.8 | 922770.3 | 0 | 922770.3 | 922770.3 | 0 | 60.19%
NER/IPP/FS/2013 | Private | Sasol South Africa (Pty) Limited | Sasol unit 543 Gas Turbines | Gas | Mpumalanga | January-December 2018 | 2018 | 252 | 1725873.98 | 20601.2 | 1705272.78 | 0 | 1705272.78 | 1705272.78 | 0 | 77.25%
NER/IPP/NC/658-83 | Private | Scatec Solar SA 166 (Pty) Ltd | Kalkbult | Solar Photovoltaic (PV) | Northern Cape | January-December 2018 | 2018 | 75 | 146605.71 | 824.47 | 145781.24 | 898.47 | 146605.71 | 898.47 | 146605.71
NERSA/IPP/NC/658-112 | Private | Sevenstones 159 (Pty) Ltd | Sevenstone 159 (Pty) Ltd | Solar Photovoltaic (PV) | Northern Cape | January-December 2018 | 2018 | 10 | 21483.49 | 0 | 21483.49 | 79.31 | 21483.49 | 24.55 | 21483.49
NERSA/IPP/NC/658-278 | Private | Simacel 155 (Pty) Ltd | Linde | Solar Photovoltaic (PV) | Northern Cape | January-December 2018 | 2018 | 36.8 | 88364.77 | 898.95 | 87465.82 | 326.31 | 88364.77 | 326.31 | 88364.77
NERSA/IPP/NC/658-279 | Private | Simacel 160 (Pty) Ltd | Dreunberg | Solar Photovoltaic (PV) | Northern Cape | January-December 2018 | 2018 | 69.6 | 158012.78 | 66.44 | 157946.35 | 577.61 | 158012.78 | 577.61 | 158012.78
NER/IPP/EC/658-78 | Private | SlimSun (Pty) Ltd | SlimSun Swatland Solar Park | Solar Photovoltaic (PV) | Eastern Cape | January-December 2018 | 2018 | 5 | 10161.59 | 0 | 10161.59 | 36.23 | 10161.59 | 36.23 | 10161.59
NER/IPP/NC/658-90 | Private | Solar Capital De Aar (Pty) Ltd | iLanga Lethemba PV solar energy | Solar Photovoltaic (PV) | Northern Cape | January-December 2018 | 2018 | 75 | 152234.95 | 0 | 152234.95 | 0 | 152234.95 | 0 | 152234.95
NERSA/IPP/NC/658-280 | Private | Solar Capital De Aar 3 (Pty) Ltd | iLanga Lethemba PV energy facility | Solar Photovoltaic (PV) | Northern Cape | January-December 2018 | 2018 | 75 | 152234.95 | 0 | 152234.95 | 0 | 152234.95 | 0 | 152234.95
NERSA/IPP/FS/658-267 | Private | Stortemelk Hydro (Pty) Ltd | Stortemelk Hydro (Pty) Ltd | Hydro | Free State | January-December 2018 | 2018 | 4.31 | 31698.2 | 0 | 31698.2 | 132.18 | 31566.02 | 6 | 31560.02
NERSA/IPP/NC/658-281 | Private | Sublunary Trading (Pty) Ltd RF | Upington Solar PV Project | Solar Photovoltaic (PV) | Northern Cape | January-December 2018 | 2018 | 8.9 | 18827.2 | 0 | 18827.2 | 117.22 | 18709.98 | 0 | 18709.98
NER/MUNIC/G/MP32/01 | Municipality | Thaba Chweu Local Municipality | Lydenburg Hydro | Hydro | Mpumalanga | January-December 2018 | 2018 | 3.35 | 0 | 0 | 0 | 0 | 0 | 0 | 0
NER/IPP/L/822-76 | Private | Tobivox (Pty) Ltd | Tom Burke Solar Park | Solar Photovoltaic (PV) | Limpopo | January-December 2018 | 2018 | 60 | 113944.17 | 0 | 113944.17 | 1005.16 | 112939.01 | 0 | 112939.01
NER/G/THS | Private | Tongaat Hulett Sugar Mills and Estates Limited | Amatikulu | Bagasse and Coal | KwaZulu-Natal | January-December 2018 | 2018 | 12 | 31290 | 0 | 31290 | 7839.94 | 0 | 37023.1 | 2106.85
NER/G/THS | Private | Tongaat Hulett Sugar Mills and Estates Limited | Darnall | Bagasse and Coal | KwaZulu-Natal | January-December 2018 | 2018 | 12 | 19280 | 0 | 19280 | 4689.32 | 0 | 23969.32 | 0
NER/G/THS | Private | Tongaat Hulett Sugar Mills and Estates Limited | Felixton | Bagasse and Coal | KwaZulu-Natal | January-December 2018 | 2018 | 32 | 86900 | 0 | 86900 | 6265.43 | 0 | 69981.52 | 23183.91
NER/G/THS | Private | Tongaat Hulett Sugar Mills and Estates Limited | Maidstone | Bagasse and Coal | KwaZulu-Natal | January-December 2018 | 2018 | 22.5 | 34100.92 | 0 | 34100.92 | 10237.03 | 0 | 41364.95 | 2973
NERSA/IPP/EC/658-282 | Private | Tsitsikamma Community Wind Farm (Pty) Ltd | Tsitsikamma Community Wind Farm | Wind | Eastern Cape | January-December 2018 | 2018 | 94.8 | 320922.76 | 0 | 320922.76 | 655.86 | 320266.9 | 655.19 | 317489.24
NERSA/IPP/KZN/2012 | Private | Umfolozi Sugar Mill (Pty) Ltd | Umfolozi Sugar Mill | Bagasse | KwaZulu-Natal | January-December 2018 | 2018 | 5 | 53811.21 | 0 | 53811.21 | 2675.43 | 0 | 47771.47 | 8715.17
NER/IPP/WC/658-139 | Private | Umoya Energy (Pty) Ltd | Hopefield Wind Farm | Wind | Western Cape | January-December 2018 | 2018 | 65.4 | 171040.85 | 0 | 171040.85 | 607.94 | 171040.85 | 72 | 168900.45
NERSA/IPP/WC/658-283 | Private | Vredendal Solar Power Park (Pty) Ltd | Vredendal Solar Power Park | Solar Photovoltaic (PV) | Western Cape | January-December 2018 | 2018 | 8.82 | 18709.2 | 97.21 | 18806.41 | 0 | 18709.2 | 0 | 18709.2
NERSA/IPP/EC/658-284 | Private | Waainek Wind Farm Power (Pty) Ltd | Waainek Wind Farm | Wind | Eastern Cape | January-December 2018 | 2018 | 23.4 | 92581.04 | 0 | 92581.04 | 103.1 | 92477.95 | 0 | 92477.95
NERSA/IPP/NC/658-285 | Private | Windfall 59 Properties(Pty) Ltd | Sishen Solar Energy Facility | Solar Photovoltaic (PV) | Northern Cape | January-December 2018 | 2018 | 74 | 205329.77 | 0 | 205329.77 | 1374.3 | 205329.77 | 1374.3 | 205329.77
NER/IPP/NC/658-403 | Private | Xina Solar One (RF) (Pty) Ltd | Xina Solar One | Concentrated Solar Power (CSP) | Northern Cape | January-December 2018 | 2018 | 100 | 417924.36 | 44146.02 | 417924.36 | 8606.03 | 373778.34 | 44146.02 | 373778.34
0.023519
0.011937
[9 empty] | Sasol Plants | Elc | Efficiency | Capacity | Availability | Coal | Gas
[10 empty] | MWh |  |  |  | TJ | TJ
[8 empty] | 16387370.82 | SSF Coal | 3629277.15 | 29% | 600 | 69.05% | 45053.0957
[9 empty] | Chemicals Coal | 648526.82 | 29% | 128 | 57.84% | 8050.6778
[9 empty] | SSF Gas | 922770.3 | 45% |  |  |  | 7382.1624
[9 empty] | Chemicals Gas | 1705272.78 | 45% |  |  |  | 13642.1822
[9 empty] | Total Fuels |  |  |  |  | 53103.7734 | 21024.3446
[9 empty] | Pulp and Paper |  | Elec Eff (CHP) | Total | Coal | Biomass | Coal share
[10 empty] | 1741296.49 | 5.8% | 108080.4718 | 54040.2359 | 54040.2359 | 50%
[9 empty] | Sugar Industry | 409965.13
[9 empty] | Actual | 708333.3333 | 5.692% |  | 5390 | 39410
[9 empty] | Non Eskom Electricity only Plants |  |  |  |  | Coal
[9 empty] | Kelvin | 1707095 | 30% | 600 | 32.48% | 20485.14
[9 empty] | Total Gas gen | 3.5372
[9 empty] | Gas burnt | 42.4465
Note on L144: observed in Sugar industry -Bruno Merven
Note on K147: from sugar study -Bruno Merven
Note on N147: sugar study -Bruno Merven
Note on O147: sugar study -Bruno Merven

## EskomCoalNERSACombined
2018
| Power Station Name | System Used/Power Station Type | Province name | Period | Calendar Year | Licensed Capacity (MW) | Energy Generated (MWh) | Auxiliary Consumption (MWh) | Gross Energy sent out (MWh) | Power Imports (MWh) | Net Energy sent out (MWh) | Energy consumed on site (MWh) | External Sales (MWh)
| Arnot | Coal | Mpumalanga | January-December 2018 | 2018 | 1980 | 11778390.86 | 915105.89 | 10863284.97 | 0 | 10863284.97 | 0 | 10863284.97
| Camden | Coal | Mpumalanga | January-December 2018 | 2018 | 1520 | 8127675.97 | 640966.32 | 7486709.65 | 0 | 7486709.65 | 0 | 7486709.65
| Duvha | Coal | Mpumalanga | January-December 2018 | 2018 | 3450 | 11698000.35 | 1086090.84 | 10611909.51 | 0 | 10611909.51 | 0 | 10611909.51
| Grootvlei | Coal | Mpumalanga | January-December 2018 | 2018 | 1130 | 2644796.23 | 237762.33 | 2407033.9 | 0 | 2407033.9 | 0 | 2407033.9
| Hendrina | Coal | Mpumalanga | January-December 2018 | 2018 | 1900 | 8601265.8 | 616233.37 | 7985032.43 | 0 | 7985032.43 | 0 | 7985032.43
| Kendal | Coal | Mpumalanga | January-December 2018 | 2018 | 3840 | 24612913.06 | 1918505.09 | 22694407.97 | 0 | 22694407.97 | 0 | 22694407.97
| Komati | Coal | Mpumalanga | January-December 2018 | 2018 | 1000 | 2318905.87 | 165328.51 | 2153577.36 | 0 | 2153577.36 | 0 | 2153577.36
| Kriel | Coal | Mpumalanga | January-December 2018 | 2018 | 2850 | 13465249.3 | 870173.16 | 12595076.14 | 0 | 12595076.14 | 0 | 12595076.14
| Lethabo | Coal | Free State | January-December 2018 | 2018 | 3558 | 20827205.9 | 1172157.79 | 19655048.11 | 0 | 19655048.11 | 0 | 19655048.11
| Majuba | Coal | Mpumalanga | January-December 2018 | 2018 | 3843 | 26301014.13 | 1909230.08 | 24391784.05 | 0 | 24391784.05 | 0 | 24391784.05
| Matimba | Coal | Limpopo | January-December 2018 | 2018 | 3690 | 29602780.12 | 2586669.4 | 27016110.72 | 0 | 27016110.72 | 0 | 27016110.72
| Matla | Coal | Mpumalanga | January-December 2018 | 2018 | 3450 | 20761579.8 | 1218096.32 | 19543483.48 | 0 | 19543483.48 | 0 | 19543483.48
| Tutuka | Coal | Mpumalanga | January-December 2018 | 2018 | 3510 | 17465880.77 | 1226462.59 | 16239418.18 | 0 | 16239418.18 | 0 | 16239418.18
| Medupi | Coal | Limpopo | January-December 2018 | 2018 | 4500 | 13799324.47 | 1243806.35 | 12555518.12 | 0 | 12555518.12 | 0 | 12555518.12
| Kusile | Coal | Mpumalanga | January-December 2018 | 2018 | 4800 | 3899915.64 | 402669.64 | 3497246 | 0 | 3497246 | 0 | 3497246
2012
|  |  | Licensee Type | Licensed Capacity | Net Maximum | Energy Generated | Auxiliary | Gross Energy sent out | Power Imports | Net Energy sent out | Energy consumed on site
| Power Station Name | System Used / Power Station Type |  |  | Power Produced |  | Consumption |  |  |  |  | External Sales
|  |  |  | MW | MW | MWh | MWh | MWh | MWh | MWh | MWh | MWh
Coal stations
| Arnot | Coal | Eskom | 2232 | 2012 | 13026226.03 | 911870.03 | 12114356 | - | 12114356 | - | 12114356
| Camden | Coal | Eskom | 1450 | 1451 | 8902148 | 640513.62 | 8261634.38 | - | 8261634.38 | - | 8261634.38
| Duvha | Coal | Eskom | 3450 | 2645 | 18131754 | 1069966 | 17061788 | - | 17061788 | - | 17061788
| Grootvlei | Coal | Eskom | 1090 | 1077 | 6232252.89 | 395871.89 | 5836381 | - | 5836381 | - | 5836381
| Hendrina | Coal | Eskom | 1865 | 1596 | 10695691.49 | 673685.49 | 10022006 | - | 10022006 | - | 10022006
| Kendal | Coal | Eskom | 3840 | 3949 | 28855844.9 | 2060012.9 | 26795832 | - | 26795832 | - | 26795832
| Komati | Coal | Eskom | 791 | 757 | 3963569.04 | 249003.04 | 3714566 | - | 3714566 | - | 3714566
| Kriel | Coal | Eskom | 2850 | 2580 | 16944768.72 | 1223746.72 | 15721022 | - | 15721022 | - | 15721022
| Lethabo | Coal | Eskom | 3558 | 3575 | 24333573.6 | 1388506.6 | 22945067 | - | 22945067 | - | 22945067
| Majuba | Coal | Eskom | 3843 | 3814 | 27647993.22 | 2226465.22 | 25421528 | - | 25421528 | - | 25421528
| Matimba | Coal | Eskom | 3690 | 3723 | 29865255.36 | 2679386.36 | 27185869 | - | 27185869 | - | 27185869
| Matla | Coal | Eskom | 3450 | 3388 | 22765429.29 | 1358253.29 | 21407176 | - | 21407176 | - | 21407176
| Tutuka | Coal | Eskom | 3510 | 3378 | 20747557 | 1160271 | 19587286 | - | 19587286 | - | 19587286
| Combined | NERSA |  | RESID-SATIM | Eskom CDM | Eskom Integrated Report | Net Maximum |  | Gross Energy Sent out |  | Net Sent out
| Power Station Name | MW | MW | MW | MW |  | MW | Ratio | GWh |  | NERSA | Eskom adjusted financial period | NERSA | Eskom adjusted financial period | Ratio Net/Gross
|  | 2012 | 2018 | 2017 | 2018 | 2019 | 2012 |  | 2012 | 2018 | 2012 | 2012 | 2018 | 2017 | 2012 | 2018
Arnot | Arnot | 2232 | 1980 | 2220 | 1980 | 2232 | 2012 | 90.14% | 13026.226 | 11778.3909 | 12114.356 | 12020.3723 | 10863.285 | 10349.6012 | 93% | 92.23%
Camden | Camden | 1450 | 1520 | 1520 | 1600 | 1481 | 1451 | 100.1% | 8902.148 | 8127.676 | 8261.6344 | 8101.7537 | 7486.7097 | 7024.3787 | 92.8% | 92.11%
Duvha | Duvha | 3450 | 3450 | 2900 | 3450 | 2875 | 2645 | 76.67% | 18131.754 | 11698.0004 | 17061.788 | 17449.5877 | 10611.9095 | 13840.5112 | 94.1% | 90.72%
Grootvlei | Grootvlei | 1090 | 1130 | 1080 | 1200 | 570 | 1077 | 98.81% | 6232.2529 | 2644.7962 | 5836.381 | 5642.1125 | 2407.0339 | 3607.722 | 93.65% | 91.01%
Hendrina | Hendrina | 1865 | 1900 | 1900 | 1895 | 1293 | 1596 | 85.58% | 10695.6915 | 8601.2658 | 10022.006 | 9970.107 | 7985.0324 | 7980.3655 | 93.7% | 92.84%
Kendal | Kendal | 3840 | 3840 | 3840 | 3840 | 3840 | 3949 | 102.8% | 28855.8449 | 24612.9131 | 26795.832 | 26476.209 | 22694.408 | 24880.334 | 92.86% | 92.21%
Komati | Komati | 791 | 1000 | 900 | 1000 | 410 | 757 | 95.7% | 3963.569 | 2318.9059 | 3714.566 | 3677.6118 | 2153.5774 | 2688.0003 | 93.72% | 92.87%
Kriel | Kriel | 2850 | 2850 | 2880 | 2850 | 2850 | 2580 | 90.53% | 16944.7687 | 13465.2493 | 15721.022 | 16250.309 | 12595.0761 | 12847.198 | 92.78% | 93.54%
Lethabo | Lethabo | 3558 | 3558 | 3540 | 3558 | 3558 | 3575 | 100.5% | 24333.5736 | 20827.2059 | 22945.067 | 22928.8887 | 19655.0481 | 19219.9805 | 94.29% | 94.37%
Majuba | Majuba | 3843 | 3843 | 3840 | 3843 | 3843 | 3814 | 99.25% | 27647.9932 | 26301.0141 | 25421.528 | 24917.6375 | 24391.7841 | 23535.1425 | 91.95% | 92.74%
Matimba | Matimba | 3690 | 3690 | 3720 | 3690 | 3690 | 3723 | 100.9% | 29865.2554 | 29602.7801 | 27185.869 | 27010.461 | 27016.1107 | 26179.3187 | 91.03% | 91.26%
Matla | Matla | 3450 | 3450 | 3480 | 3450 | 3450 | 3388 | 98.2% | 22765.4293 | 20761.5798 | 21407.176 | 21617.273 | 19543.4835 | 19564.3515 | 94.03% | 94.13%
Tutuka | Tutuka | 3510 | 3510 | 3540 | 3510 | 3510 | 3378 | 96.24% | 20747.557 | 17465.8808 | 19587.286 | 19606.1482 | 16239.4182 | 16555.3978 | 94.41% | 92.98%
| Medupi | 0 | 4500 |  |  | 2157 | 0 |  |  | 13799.3245 | 0 |  | 12555.5181 | 10139.9265 |  | 90.99%
| Kusile | 0 | 4800 |  |  | 720 | 0 |  |  | 3899.9156 | 0 |  | 3497.246 | 1379.599 |  | 89.67%
|  | 2012 | 2013 | 2014 | 2015 | 2016 | 2017 | 2018 | 2019 | 2020 | 2021 | 2022 | 2023 | 2024 | 2025 | 2026 | 2027 | 2028 | 2029 | 2030 | 2031 | 2032 | 2033 | 2034 | 2035 | 2036 | 2037 | 2038 | 2039 | 2040 | 2045 | 2050
PRC_RESID | ETCLEARNO-E | 2.22 | 2.22 | 2.22 | 2.22 | 2.22 | 2.22 | 2.22 | 2.22 | 2.22 | 1.85 | 1.85 | 1.85 | 1.85 | 1.85 | 1.11 | 0.74 | 0.74 | 0 | 0 | 0 | 0 | 0 | 0 | 0 | 0 | 0 | 0 | 0 | 0 | 0 | 0
PRC_RESID | ETCLECAMD-E | 1.52 | 1.52 | 1.52 | 1.52 | 1.52 | 1.52 | 1.52 | 1.52 | 1.52 | 1.14 | 0.76 | 0.38 | 0 | 0 | 0 | 0 | 0 | 0 | 0 | 0 | 0 | 0 | 0 | 0 | 0 | 0 | 0 | 0 | 0 | 0 | 0
PRC_RESID | ETCLEDUVH-E | 3.48 | 3.48 | 3.48 | 3.48 | 2.9 | 2.9 | 2.9 | 2.9 | 2.9 | 2.9 | 2.9 | 2.9 | 2.9 | 2.9 | 2.9 | 2.9 | 2.9 | 2.9 | 2.4167 | 1.9333 | 1.45 | 0.9667 | 0 | 0 | 0 | 0 | 0 | 0 | 0 | 0 | 0
PRC_RESID | ETCLEGROO-E | 1.08 | 1.08 | 1.08 | 1.08 | 1.08 | 1.08 | 0.54 | 0.18 | 0 | 0 | 0 | 0 | 0 | 0 | 0 | 0 | 0 | 0 | 0 | 0 | 0 | 0 | 0 | 0 | 0 | 0 | 0 | 0 | 0 | 0 | 0
PRC_RESID | ETCLEHEND-E | 1.9 | 1.9 | 1.9 | 1.9 | 1.9 | 1.9 | 1.33 | 0.95 | 0.57 | 0.19 | 0 | 0 | 0 | 0 | 0 | 0 | 0 | 0 | 0 | 0 | 0 | 0 | 0 | 0 | 0 | 0 | 0 | 0 | 0 | 0 | 0
PRC_RESID | ETCLEKEND-E | 3.84 | 3.84 | 3.84 | 3.84 | 3.84 | 3.84 | 3.84 | 3.84 | 3.84 | 3.84 | 3.84 | 3.84 | 3.84 | 3.84 | 3.84 | 3.84 | 3.84 | 3.84 | 3.84 | 3.84 | 3.84 | 3.84 | 3.84 | 3.84 | 3.84 | 3.84 | 3.2 | 2.56 | 1.92 | 0 | 0
PRC_RESID | ETCLEKOMA-E | 0.8 | 0.9 | 0.9 | 0.9 | 0.9 | 0.9 | 0.4 | 0.1 | 0 | 0 | 0 | 0 | 0 | 0 | 0 | 0 | 0 | 0 | 0 | 0 | 0 | 0 | 0 | 0 | 0 | 0 | 0 | 0 | 0 | 0 | 0
PRC_RESID | ETCLEKRIE-E | 2.88 | 2.88 | 2.88 | 2.88 | 2.88 | 2.88 | 2.88 | 2.88 | 2.88 | 2.88 | 2.88 | 2.88 | 2.88 | 2.88 | 2.4 | 1.92 | 0.96 | 0 | 0 | 0 | 0 | 0 | 0 | 0 | 0 | 0 | 0 | 0 | 0 | 0 | 0
PRC_RESID | ETCLELETH-E | 3.54 | 3.54 | 3.54 | 3.54 | 3.54 | 3.54 | 3.54 | 3.54 | 3.54 | 3.54 | 3.54 | 3.54 | 3.54 | 3.54 | 3.54 | 3.54 | 3.54 | 3.54 | 3.54 | 3.54 | 3.54 | 3.54 | 3.54 | 2.95 | 2.36 | 1.77 | 1.18 | 0.59 | 0 | 0 | 0
PRC_RESID | ETCLEMAJD-E | 1.83 | 1.83 | 1.83 | 1.83 | 1.83 | 1.83 | 1.83 | 1.83 | 1.83 | 1.83 | 1.83 | 1.83 | 1.83 | 1.83 | 1.83 | 1.83 | 1.83 | 1.83 | 1.83 | 1.83 | 1.83 | 1.83 | 1.83 | 1.83 | 1.83 | 1.83 | 1.83 | 1.83 | 1.83 | 1.83 | 0
PRC_RESID | ETCLEMAJW-E | 2.01 | 2.01 | 2.01 | 2.01 | 2.01 | 2.01 | 2.01 | 2.01 | 2.01 | 2.01 | 2.01 | 2.01 | 2.01 | 2.01 | 2.01 | 2.01 | 2.01 | 2.01 | 2.01 | 2.01 | 2.01 | 2.01 | 2.01 | 2.01 | 2.01 | 2.01 | 2.01 | 2.01 | 2.01 | 2.01 | 0.67
PRC_RESID | ETCLEMATI-E | 3.72 | 3.72 | 3.72 | 3.72 | 3.72 | 3.72 | 3.72 | 3.72 | 3.72 | 3.72 | 3.72 | 3.66 | 3.66 | 3.66 | 3.66 | 3.66 | 3.66 | 3.66 | 3.66 | 3.66 | 3.66 | 3.66 | 3.66 | 3.66 | 3.66 | 3.66 | 2.44 | 1.83 | 1.22 | 0 | 0 | 0 | 0 | N | 0
PRC_RESID | ETCLEMATL-E | 3.48 | 3.48 | 3.48 | 3.48 | 3.48 | 3.48 | 3.48 | 3.48 | 3.48 | 3.48 | 3.48 | 3.48 | 3.48 | 3.48 | 3.48 | 3.48 | 3.48 | 2.9 | 2.32 | 1.74 | 1.16 | 0 | 0 | 0 | 0 | 0 | 0 | 0 | 0 | 0 | 0
PRC_RESID | ETCLETUTU-E | 3.54 | 3.54 | 3.54 | 3.54 | 3.54 | 3.54 | 3.54 | 3.54 | 3.54 | 3.54 | 3.54 | 3.54 | 3.54 | 3.54 | 3.54 | 3.54 | 3.54 | 3.54 | 3.54 | 3.54 | 3.54 | 3.54 | 3.54 | 2.95 | 2.36 | 1.77 | 1.18 | 0.59 | 0 | 0 | 0

## RMIPPPP
https://www.ipp-rm.co.za/ | [11 empty] | https://www.researchgate.net/publication/350373236_Power_sector_statistics_and_the_changing_energy_mix
|  |  | Assumed Tech split | [5 empty] | Assumed CF |  |  | Share of energy |  |  | Energy (GWh)
Project Name | Price R/MWh | Capacity (MW) | Solar | Wind | Gas | Storage | Overall CF | GWh | Solar | Wind | Gas | Solar | Wind | Gas | Solar | Wind | Gas | Storage Losses
Oya_Energy_Hybrid_Facility | 1550.34 | 128 | 117.3333 | 106.6667 |  | 128 | 50% | 560.64 | 25% | 35% |  | 41.67% | 58.33% |  | 256.96 | 327.04 |  | 10%
ACWA_Power_Project_DAO | 1462 | 150 | 330 |  |  | 150 | 50% | GWh: 657; Assumed CF Solar: 25%; Share of energy Solar: 100%; Energy (GWh) Solar: 722.7 | 10%
Umoyilanga_Energy | 1721.64 | 75 | 68.75 | 62.5 |  | 75 | 50% | 328.5 | 25% | 35% |  | 41.67% | 58.33% |  | 150.5625 | 191.625 |  | 10%
Karpowership_SA_Coega | 1468.87 | 450 |  |  | 450 |  | 50% | GWh: 1971; Assumed CF Gas: 50%; Share of energy Gas: 100% | 10%
Karpowership_SA_Richards_Bay | 1496.03 | 450 |  |  | 450 |  | 50% | GWh: 1971; Assumed CF Gas: 50%; Share of energy Gas: 100% | 10%
Karpowership_SA_Saldanha | 1686.48 | 320 |  |  | 320 |  | 50% | GWh: 1401.6; Assumed CF Gas: 50%; Share of energy Gas: 100% | 10%
Mulilo_Total_Coega | 1885.37 | 197.76 |  |  | 98.88 | 98.88 | 50% | GWh: 866.1888; Assumed CF Gas: 100%; Share of energy Gas: 100%; Energy (GWh) Gas: 909.4982 | 10%
Mulilo_Total_Hydra_Storage | 1515.97 | 75 | 82.5 |  |  | 75 | 50% | GWh: 328.5; Assumed CF Solar: 25%; Share of energy Solar: 50%; Share of energy Gas: 50%; Energy (GWh) Solar: 180.675 | 10%
Total |  |  | 598.5833 | 169.1667 | 1318.88 | 526.88
Total Firm |  | 1687.696
1.68
drate |  | 8.2%
LCOE check
Investment Cost | 2015R/kW | 14143.5987
Maintenance | 2015R/kW | 425.1994
Efficiency |  | 0.45
Fuel Price | R/GJ | 120
Capfac |  | 50%
Life |  | 20
LCOE | 2015R/kWh | 1.3656
| 2020R/kWh | 1.707
Additional RMIPPPP | [7 empty] | Assumed CF Wind: round 1; Assumed CF Gas: additional
total capacity:
[10 empty] | 2023 | 2024
PV ficed
[9 empty] | PV tracking | 0.59858 | 0.54
[9 empty] | Wind | 0.16917
[9 empty] | Batteries | 0.52688 | 0.225
[9 empty] | gas | 0.09888
financial close by August 2022, online by 2024 |  | 540 | MW solar
|  | 225 | MW | batteries
|  | 1140 | MWH

## REIPPP
SEE ROWS 136 on for links to wind, PV etc
|  | Rounds 1-3 | [10 empty] | https://www.researchgate.net/publication/350373236_Power_sector_statistics_and_the_changing_energy_mix
|  |  | 2013 | 2014 | 2015 | 2016 | 2017 | 2018 | 2019 | 2020 | 2021
Total
|  | Wind | 257 | 560 | 1075 | 1460 | 2080 | 2080 | 2080 | 2495
|  | Solar PV | 210 | 960 | 965 | 1474 | 1474 | 1474 | 1474 | 2032
|  | CSP | 2016: 200; 2017: 300; 2018: 400; 2019: 500; 2020: 500
New
|  | Wind | 257 | 303 | 515 | 385 | 620 | 0 | 0 | 415
|  | Solar PV | 210 | 750 | 5 | 509 | 0 | 0 | 0 | 558
|  | CSP | 0 | 0 | 0 | 200 | 100 | 100 | 100 | 0
Solar Photovoltaic (PV)
Onshore Wind
Small Hydro
|  | Round 4 | [16 empty] | Biomass
https://www.energy.org.za/data-and-tools/project-database?art_title=&programme=REIPPP+Window+4&project_type=&province=&status=Awaiting+construction&cck=project&scale=Large+Scale+Utility&country=South+Africa&search=project_search&task=search
|  | NAME | 2013: TECHNOLOGY; 2014: CAPACITY (MW); 2015: PROGRAMME; 2016: NEAREST TOWN; 2017: STATUS
|  | Aggeneys Solar Project | 2013: Solar Photovoltaic (PV); 2014: 40; 2015: REIPPP Window 4; 2016: Aggeneys; 2017: Awaiting construction
|  | Bokamoso | 2013: Solar Photovoltaic (PV); 2014: 68; 2015: REIPPP Window 4; 2016: Leeudoringstad; 2017: Awaiting construction
|  | Copperton Windfarm | 2013: Onshore Wind; 2014: 102; 2015: REIPPP Window 4; 2016: Copperton; 2017: Awaiting construction
|  | De Wildt | 2013: Solar Photovoltaic (PV); 2014: 50; 2015: REIPPP Window 4; 2016: Brits; 2017: Awaiting construction
|  | Droogfontein 2 Solar | 2013: Solar Photovoltaic (PV); 2014: 75; 2015: REIPPP Window 4; 2016: Kimberley; 2017: Awaiting construction
|  | Dyason’s Klip 1 | 2013: Solar Photovoltaic (PV); 2014: 75; 2015: REIPPP Window 4; 2016: Upington; 2017: Awaiting construction
|  | Dyason’s Klip 2 | 2013: Solar Photovoltaic (PV); 2014: 75; 2015: REIPPP Window 4; 2016: Upington; 2017: Awaiting construction
|  | Excelsior Wind Energy Facility | 2013: Onshore Wind; 2014: 32; 2015: REIPPP Window 4; 2016: Swellendam; 2017: Awaiting construction
|  | Garob Wind Farm | 2013: Onshore Wind; 2014: 136; 2015: REIPPP Window 4; 2016: Copperton; 2017: Awaiting construction
|  | Golden Valley | 2013: Onshore Wind; 2014: 120; 2015: REIPPP Window 4; 2016: Cookhouse; 2017: Awaiting construction
|  | Greefspan PV Power Plant No. 2 Solar Park | 2013: Solar Photovoltaic (PV); 2014: 55; 2015: REIPPP Window 4; 2016: Douglas; 2017: Awaiting construction
|  | Kangnas Wind Farm | 2013: Onshore Wind; 2014: 137; 2015: REIPPP Window 4; 2016: Springbok; 2017: Construction
|  | Karusa Wind Farm | 2013: Onshore Wind; 2014: 140; 2015: REIPPP Window 4; 2016: Sutherland; 2017: Awaiting construction
|  | Konkoonsies II Solar Facility | 2013: Solar Photovoltaic (PV); 2014: 75; 2015: REIPPP Window 4; 2016: Pofadder; 2017: Awaiting construction
|  | Kruisvallei Hydro | 2013: Small Hydro; 2014: 4.5; 2015: REIPPP Window 4; 2016: Bethlehem; 2017: Awaiting construction
|  | Ngodwana Biomass Power Station | 2013: Biomass; 2014: 62; 2015: REIPPP Window 4; 2016: Ngodwana; 2017: Awaiting construction
|  | Nxuba Wind Farm | 2013: Onshore Wind; 2014: 140; 2015: REIPPP Window 4; 2016: Cookhouse; 2017: Awaiting construction
|  | Oyster Bay Wind Farm | 2013: Onshore Wind; 2014: 140; 2015: REIPPP Window 4; 2016: Oyster Bay; 2017: Awaiting construction
|  | Perdekraal East Wind Farm | 2013: Onshore Wind; 2014: 108; 2015: REIPPP Window 4; 2016: Matjiesfontein; 2017: Construction
|  | Roggeveld | 2013: Onshore Wind; 2014: 140; 2015: REIPPP Window 4; 2016: Sutherland; 2017: Awaiting construction
|  | Sirius Solar PV Project One | 2013: Solar Photovoltaic (PV); 2014: 75; 2015: REIPPP Window 4; 2016: Upington; 2017: Awaiting construction
|  | Solar Capital Orange | 2013: Solar Photovoltaic (PV); 2014: 75; 2015: REIPPP Window 4; 2016: Loeriesfontein; 2017: Awaiting construction
|  | The Soetwater Wind Farm | 2013: Onshore Wind; 2014: 139; 2015: REIPPP Window 4; 2016: Laingsburg; 2017: Awaiting construction
|  | Waterloo Solar Park | 2013: Solar Photovoltaic (PV); 2014: 75; 2015: REIPPP Window 4; 2016: Vryburg; 2017: Awaiting construction
|  | Wesley-Ciskei Wind Farm | 2013: Onshore Wind; 2014: 33; 2015: REIPPP Window 4; 2016: Peddie; 2017: Awaiting construction | [9 empty] | coal | storage | pv | wind | gas | sum | cumul
|  | Zeerust | 2013: Solar Photovoltaic (PV); 2014: 75; 2015: REIPPP Window 4; 2016: Zeerust; 2017: Awaiting construction
|  | Project Search | 2019: 2020; 2020: 2021; 2021: 2022 | 2023 | [7 empty] | 2020 | 1.433 |  | 0.114 | 0.3 |  | 1.847 | 1.847
|  | Solar Photovoltaic (PV) | 2013: 813; 2018: 0.814; 2019: 0.114; 2020: 0.3; 2021: 0.4 | 0 | [7 empty] | 2021 | 1.433 |  | 0.3 | 0.818 |  | 2.551 | 4.398
|  | Onshore Wind | 2013: 1367; 2018: 1.362; 2019: 0.244; 2020: 0.3; 2021: 0.818 | 0 | [7 empty] | 2022 | 0.711 | 0.513 | 1.4 | 1.6 |  | 4.224 | 8.622
|  | Small Hydro | [17 empty] | 2023 | 0.75 |  | 1 | 1.6 | 1 | 4.35 | 12.972
Biomass
|  |  | 2015 | 2016 | 2017 | 2018 | 2019 | 2020 | 2021 | 2022 | 2023 | 2024 | 2025 | 2026 | 2027 | 2028 | 2029 | 2030
|  | Total (MW) | 154 | 250 | 384 | 584 | 884 | 1234 | 1634 | 2084 | 2584 | 3084 | 3584 | 4084 | 4584 | 5084 | 5584 | 6084
|  | Commercial | 0.8 | 0.8 | 0.8 | 0.8 | 0.8 | 0.7 | 0.7 | 0.7 | 0.7 | 0.6 | 0.6 | 0.5 | 0.45 | 0.4 | 0.4 | 0.4
|  | Residential | 0.1 | 0.1 | 0.1 | 0.1 | 0.1 | 0.1 | 0.1 | 0.1 | 0.1 | 0.1 | 0.1 | 0.1 | 0.1 | 0.1 | 0.1 | 0.1
|  | Industrial | 0.1 | 0.1 | 0.1 | 0.1 | 0.1 | 0.2 | 0.2 | 0.2 | 0.2 | 0.3 | 0.3 | 0.4 | 0.45 | 0.5 | 0.5 | 0.5
|  | New CAP MW | 2015 | 2016 | 2017 | 2018 | 2019 | 2020 | 2021 | 2022 | 2023 | 2024 | 2025 | 2026 | 2027 | 2028 | 2029 | 2030
|  | Total | 154 | 96 | 134 | 200 | 300 | 350 | 400 | 450 | 500 | 500 | 500 | 500 | 500 | 500 | 500 | 500
|  | Commercial | 123.2 | 76.8 | 107.2 | 160 | 240 | 245 | 280 | 315 | 350 | 300 | 300 | 250 | 225 | 200 | 200 | 200
|  | Residential | 15.4 | 9.6 | 13.4 | 20 | 30 | 35 | 40 | 45 | 50 | 50 | 50 | 50 | 50 | 50 | 50 | 50
|  | Industrial | 15.4 | 9.6 | 13.4 | 20 | 30 | 70 | 80 | 90 | 100 | 150 | 150 | 200 | 225 | 250 | 250 | 250
|  | Total MW | 2015 | 2016 | 2017 | 2018 | 2019 | 2020 | 2021 | 2022 | 2023 | 2024 | 2025 | 2026 | 2027 | 2028 | 2029 | 2030
|  | Commercial | 123.2 | 200 | 307.2 | 467.2 | 707.2 | 952.2 | 1232.2 | 1547.2 | 1897.2 | 2197.2 | 2497.2 | 2747.2 | 2972.2 | 3172.2 | 3372.2 | 3572.2
|  | Residential | 15.4 | 25 | 38.4 | 58.4 | 88.4 | 123.4 | 163.4 | 208.4 | 258.4 | 308.4 | 358.4 | 408.4 | 458.4 | 508.4 | 558.4 | 608.4
|  | Industrial | 15.4 | 25 | 38.4 | 58.4 | 88.4 | 246.8 | 326.8 | 416.8 | 516.8 | 925.2 | 1075.2 | 1633.6 | 2062.8 | 2542 | 2792 | 3042
|  | Elc | 2015 | 2016 | 2017 | 2018 | 2019 | 2020 | 2021 | 2022 | 2023 | 2024 | 2025 | 2026 | 2027 | 2028 | 2029 | 2030
|  | Total GWh | 269.808 | 438 | 672.768 | 1023.168 | 1548.768 | 2161.968 | 2862.768 | 3651.168 | 4527.168 | 5403.168 | 6279.168 | 7155.168 | 8031.168 | 8907.168 | 9783.168 | 10659.168
|  | Commercial | 215.8464 | 350.4 | 538.2144 | 818.5344 | 1239.0144 | 1668.2544 | 2158.8144 | 2710.6944 | 3323.8944 | 3849.4944 | 4375.0944 | 4813.0944 | 5207.2944 | 5557.6944 | 5908.0944 | 6258.4944
|  | Residential | 26.9808 | 43.8 | 67.2768 | 102.3168 | 154.8768 | 216.1968 | 286.2768 | 365.1168 | 452.7168 | 540.3168 | 627.9168 | 715.5168 | 803.1168 | 890.7168 | 978.3168 | 1065.9168
|  | Industrial | 26.9808 | 43.8 | 67.2768 | 102.3168 | 154.8768 | 432.3936 | 572.5536 | 730.2336 | 905.4336 | 1620.9504 | 1883.7504 | 2862.0672 | 3614.0256 | 4453.584 | 4891.584 | 5329.584
1937.5718
242.1965
|  | Determinations | 2015: https://www.esi-africa.com/industry-sectors/generation/south-africa-breakthrough-for-procurement-of-surplus-electricity/
6,800MW to be generated from renewable energy sources (PV and wind);
513MW to be generated from storage;
3,000MW to be generated from gas;
1,500MW to be generated from coal.
Updated data, 29 June 2022
|  | Sere | 2015: 100MW; 2016: entered full operation late 2015, model as 1 Jan 2016
downloaded from REDIS, 29 June 2022 from http://redis.energy.gov.za/power-production/ - filtered on January- this is therefore the caapcity at the BEGINNING of the year, i.e. wil operate for a full year
NOTE - this table has been corrected for January capacity from the chart on the www, pic below. There is an inconsistency between the tableau file (dowloaded), the online table and the chart. The chart has been used as the authoritative source
|  |  | 2013 | 2014 | 2015 | 2016 | 2017 | 2018 | 2019 | 2020 | 2021 | 2022 | 2022 to date (feb)
|  |  | Q1 | Q1 | Q1 | Q1 | Q1 | Q1 | Q1 | Q1 | Q1 | Q1
|  | Technology | January | January | January | January | January | January | January | January | January | January
|  | Biomass | 2016: 18
|  | Concentrated Solar Power with Storage (Min. 3 hours per Day) |  |  | 100 | 150 | 200 | 300 | 500 | 500 | 500 | 500 | 500
|  | Landfill Gas |  |  |  | 5 | 9 | 14 | 14 | 14 | 14 | 14
|  | Onshore Wind |  | 257 | 628 | 1079 | 1473 | 2094 | 2094 | 2094 | 2510 | 3038 | 3178
|  | Photovoltaic Crystalline Fixed |  | 190 | 440 | 445 | 670 | 670 | 670 | 670 | 670 | 670
|  | Photovoltaic Crystalline Tracking Dual Axis |  |  | 36 | 36 | 36 | 36 | 36 | 36 | 36 | 36
|  | Photovoltaic Crystalline Tracking Single Axis |  | 20 | 403 | 403 | 478 | 478 | 478 | 478 | 1161 | 1216
|  | Photovoltaic Thin Film Fixed |  |  | 84 | 84 | 294 | 294 | 294 | 294 | 294 | 294
|  | TOTAL PV TRACKING | 0 | 20 | 439 | 439 | 514 | 514 | 514 | 514 | 1197 | 1252
|  | TOTAL PV NON TRACKING | 0 | 190 | 524 | 529 | 964 | 964 | 964 | 964 | 964 | 964
|  | TOTAL PV | 0 | 210 | 963 | 968 | 1478 | 1478 | 1478 | 1478 | 2161 | 2216 | 2216
|  | Small Hydro | 62 | 9 | 19 | 61 | 26 | 16 | 16 | 16 | 16 | 11
|  | Time series for SATIM - new capacity | [12 empty] | totals
|  |  | 2012 | 2013 | 2014 | 2015 | 2016 | 2017 | 2018 | 2019 | 2020 | 2021 | 2022 | 2023
| ERSOLPCF-N | Solar PV Fixed | 0 | 0 | 0.19 | 0.334 | 0.005 | 0.435 | 0 | 0 | 0 | 0 | 0 |  | 0.964
| ERSOLPCT-N | Solar PV tracking | 0 | 0 | 0.02 | 0.419 | 0 | 0.075 | 0 | 0 | 0 | 0.683 | 0.055 | 0.07107 | 1.3231
| ERWNDH-N | Wind | 0 | 0 | 0.257 | 0.371 | 0.551 | 0.394 | 0.621 | 0 | 0 | 0.416 | 0.528 | 0.30459 | 3.4426
|  | solar thermal |  |  | 0 | 0.1 | 0.05 | 0.05 | 0.1 | 0.2 | 0 | 0 | 0 |  | 0.5
from REIPPPP database - not yet operational projects from rounds 1-4 as of June 2022
|  | Sum of Capacity (MW) | 2012: Column Labels
|  | Row Labels | 2012: Bid Window 3.5; 2013: Bid Window 4; 2014: Grand Total
|  | Concentrated Solar Power with storage (min 3 hrs per day) | 2012: 100; 2014: 100
|  | Onshore Wind | 2013: 279.2; 2014: 279.2
|  | Photovoltaic Crystalline- Single Axis | 2013: 75; 2014: 75
|  | Grand Total | 2012: 100; 2013: 354.2; 2014: 454.2
from REIPPPP database - operational projects from rounds 1-4 as of June 2022
|  | Sum of Capacity (MW) | 2012: Column Labels; 2020: REIPP database operational:; 2021: REIPPPP database not yet operational:; 2022: total; 2023: SATIM 2022 fixed cap add | remainder
|  | Row Labels | Bid Window 1 | Bid Window 2 | Bid Window 3 | Bid Window 3.5 | Bid Window 4 | Grand Total |  | Solar PV Fixed | 0.96335 | 0 | 0.96335 | 0.964
|  | Concentrated Solar Power with storage (min 3 hrs per day) | 150 | 50 | 200 | 100 |  | 500 |  | Solar PV tracking | 1.2487 | 0.075 | 1.3237 | 1.3231 | -0.00065
|  | Onshore Wind | 639.34 | 555.13 | 785.31 |  | 1083.61 | 3063.39 |  | Wind | 3.0634 | 0.2792 | 3.3426 | 3.3426 | 0
|  | Photovoltaic Crystalline Fixed | 351.75 | 92.7 | 225 |  |  | 669.45 |  | solar thermal | 0.5 | 0.1 | 0.6 | 0.5 | -0.1
|  | Photovoltaic Crystalline- Dual Axis | 2012: 36; 2017: 36
|  | Photovoltaic Crystalline- Single Axis | 2012: 162.42; 2013: 237.4; 2014: 75; 2016: 737.9; 2017: 1212.72
|  | Photovoltaic Thin Film Fixed | 2012: 75; 2013: 83.9; 2014: 135; 2017: 293.9
|  | Grand Total | 2012: 1414.51; 2013: 1019.13; 2014: 1420.31; 2015: 100; 2016: 1821.51; 2017: 5775.46
[8 empty] | total in reippp database | connected as of 1 jan 2022 | assumed for 2023
|  | IRP 2019 committed capacity | 2012: 2019; 2013: 2020; 2014: 2021; 2015: 2022
|  | PV | 2012: 0; 2013: 114; 2014: 300; 2015: 400; 2017: 2.2871; 2018: 2.216; 2019: 0.07107
|  | Wind | 2012: 244; 2013: 300; 2014: 818; 2017: 3.3426; 2018: 3.178; 2019: 0.16459
Note on H138: Microsoft Office User: This INCLUDES SERE (eskom) added this year

## IRP Costs
From Annexure A: Technology Costs.xlsx received from DMRE via CER. June 2020.
SATIM equivalent | Generic Waterberg Coal Plant | Fluidised Bed Combustion Coal | Nuclear Mid | Open Cycle Gas Turbine - LNG | Combined Cycle Gas Turbine - LNG | Combined Cycle Gas Turbine - LNG with CCS | Gas Engines - LNG |  |  |  | Generic Waterberg Coal Plant with CCS | Pumped Storage New Ingula - Single Storage Tech |  |  |  | Utility Scale Storage - 4hrs | Wind | Solar PV Fixed | Solar PV tracking | [6 empty] | Solar Central Receiver 09 hrs storage |  | Biomass municipal waste | Landfill gas |  |  |  |  | Micro hydro
IRP 2019 Costs
| Coal Pulverized with FGD | Coal FBC with FGD, Single Unit | Nuclear (DoE) | OCGT | CCGT | CCGT CCS | Internal Combustion Engine (ICE) 2MW | Internal Combustion Engine (ICE) 10MW | Internal Combustion Engine (ICE) 12MW | Demand Response | Coal CCS | Pumped Storage | Lithium-Ion_1hrs Storage | Lithium-Ion_3hrs Storage | CAES_8hrs Storage | New Battery_4hrs | Wind | PV Fixed Tilt | PV Tracking | Concetrated PV | CSP Trough 3 hours storage | CSP Trough 6 hours storage | CSP Trough 9 hours storage | CSP Tower 3 hours storage | CSP Tower 6 hours storage | CSP Tower 9 hours storage | Biomass Forestry Residue | Biomass MSW | Landfill Gas | Biogas | Bagasse Felixton | Bagasse Gen |  | Hydro
Rated Capacity, MW Net | 4500 | 250 | 1400 | 132 | 732 | 635 | 1.9 | 9.4 | 12 | 500 | 4500 | 333 | 3 | 3 | 180 | 4 | 139.23 | 10 | 10 | 10 | 125 | 125 | 125 | 125 | 125 | 125 | 25 | 25 | 5 | 5 | 49 | 52.5 |  | 2500
Total Overnight Cost, ZAR/kW (Jan 2017 Rands) | 40031 | 48319 | 69764.05 | 9226 | 10131 | 22262 | 14394 | 15427 | 9267.655 | 0 | 77434 | 22736.2394 | 11165 | 14533.47 | 19377.96 | 27646 | 17142 | 14354.8549 | 16555 | 56863 | 97641 | 62559.5 | 147877 | 87126 | 60862.2303 | 58832.8469 | 57067 | 161424 | 17935.1858 | 87242 | 18148.22 | 34793.4643 |  | 12891.5
Fixed O&M Cost (R/KW/Year) | 1044 | 702 | 1093.5 | 181 | 187 | 444 | 476 | 536 | 394.9986 | 8.9118 | 1780 | 204.9715 | 697 | 697 | 240 | 697 | 684 | 302 | 320 | 354 | 1154 | 1185 | 1216 | 1062 | 1108 | 1139 | 1868 | 7303 | 2678 | 2191 | 174.7828 | 396.9095 |  | 89.22
Variable O&M Cost (R/MWh) | 90.3 | 195.4 | 41.75 | 2.7 | 24.7 | 38.4 | 79 | 135.9 | 65.4216 | 1467.1057 | 166.6 | 0 | 3.6 | 3.6 | 2.7 | 3.6 | 0 | 0 | 0 | 0 | 1 | 0.9 | 0.9 | 1 | 1 | 1 | 74.7 | 128.9 | 69.7 | 57 | 9.0232 | 27.4038 |  | 0
Fuel Cost (R/GJ) | 31.1 | 15.5 | 9.1 | 135.7 | 135.7 | 135.7 | 135.7 | 135.7 | 135.7 | 0 |  | 0 | 0 | 0 | 0 | 135.7 | 0 | 0 | 0 | 0 | 0 | 0 | 0 | 0 | 0 | 0 | 36 | 0 | 0 | 0 | 82.55 | 82.55 |  | 0
Heat Rate (kJ/kWh) Average | 9812 |  |  |  | 7395 | 8900 |  |  |  |  | 14106 | [14 empty] | 1.936%
2015 R/kW
Total Overnight Cost, ZAR/kW (Jan 2017 Rands) | 35758.7378 | 43162.2105 | 62318.5623 | 8241.3658 | 9049.7807 | 19886.1138 | 12857.817 | 13780.5712 | 8278.5752 | 0 | 69169.9458 | 20309.7405 | 9973.4283 | 12982.4022 | 17309.8696 | 24695.5126 | 15312.5398 | 12822.8496 | 14788.1867 | 50794.362 | 87220.3771 | 55882.9096 | 132094.998 | 77827.5783 | 54366.7791 | 52553.9793 | 50976.5903 | 144196.21 | 16021.0738 | 77931.1983 | 16211.3722 | 31080.172 | 0 | 11515.6696
Fixed O&M Cost (R/KW/Year) | 932.5803 | 627.0799 | 976.7975 | 161.683 | 167.0426 | 396.6146 | 425.1994 | 478.796 | 352.8428 | 7.9607 | 1590.0316 | 183.0961 | 622.6135 | 622.6135 | 214.3863 | 622.6135 | 611.0009 | 269.7694 | 285.8484 | 316.2198 | 1030.8407 | 1058.5322 | 1086.2238 | 948.6593 | 989.75 | 1017.4415 | 1668.6399 | 6523.5958 | 2392.1935 | 1957.1681 | 156.1293 | 354.5498 | 0 | 79.6981
Variable O&M Cost (R/MWh) | 80.6628 | 174.5462 | 37.2943 | 2.4118 | 22.0639 | 34.3018 | 70.5688 | 121.3962 | 58.4396 | 1310.5305 | 148.8198 | 0 | 3.2158 | 3.2158 | 2.4118 | 3.2158 | 0 | 0 | 0 | 0 | 0.89328 | 0.80395 | 0.80395 | 0.89328 | 0.89328 | 0.89328 | 66.7277 | 115.1433 | 62.2613 | 50.9167 | 8.0602 | 24.4792 | 0 | 0
Fuel Cost (R/GJ) | 27.7809 | 13.8458 | 8.1288 | 121.2176 | 121.2176 | 121.2176 | 121.2176 | 121.2176 | 121.2176 | 0 | 0 | 0 | 0 | 0 | 0 | 121.2176 | 0 | 0 | 0 | 0 | 0 | 0 | 0 | 0 | 0 | 0 | 32.1579 | 0 | 0 | 0 | 73.7399 | 73.7399 | 0 | 0
ODC | 10% | 10% | 10% | 10% | 10% | 10% | 10% | 10% | 10% | 10% | 10% | 10% | 10% | 10% | 10% | 10% | 0% | 0% | 0% | 0% | 0% | 0% | 0% | 0% | 0% | 0% | 0% | 0% | 0% | 0% | 0% | 0% | 0% | 0%
Overnight Cost + ODC | 39334.6115 | 47478.4316 | 68550.4186 | 9065.5024 | 9954.7588 | 21874.7251 | 14143.5987 | 15158.6284 | 9106.4327 | 0 | 76086.9404 | 22340.7146 | 10970.7711 | 14280.6424 | 19040.8566 | 27165.0638 | 15312.5398 | 12822.8496 | 14788.1867 | 50794.362 | 87220.3771 | 55882.9096 | 132094.998 | 77827.5783 | 54366.7791 | 52553.9793 | 50976.5903 | 144196.21 | 16021.0738 | 77931.1983 | 16211.3722 | 31080.172 | 0 | 11515.6696
Efficiency | 36.69% |  |  |  | 48.68% | 40.45% |  |  |  |  | 25.52% | [5 empty] | 0.039902
Emissions: | [25 empty] | 1000
CO2 (kg/MWh) | 947 | [9 empty] | 136.2 | [12 empty] | IRP | 2015 R/kW | 48242.9345
kton/PJ coal | 96.5145 | [9 empty] | 9.6555 | 0.10004
Sox | 0.46 | [9 empty] | 0.66 | [12 empty] | ACWA Redstone
| 0.046881 | [9 empty] | 0.046789 | 0.99802 | [11 empty] | Capacity | MW | 100
Nox | 1.94 | [9 empty] | 0.42 | [12 empty] | Cost | 2019 m$ | 789 | https://www.acwapower.com/Flip/Redstone-CSP-IPP-26-5-19-Compressed/index.html
| 0.19772 | [9 empty] | 0.029775 | 0.15059 | [11 empty] | Exchange rate | 2015 R/2019$ | 11.915 | See Exchange Rate workbook
Particulates | 0.13 | [9 empty] | 0.18 | [12 empty] | Cost | 2015 mR | 9400.935
| 0.013249 | [9 empty] | 0.012761 | 0.96313 | [11 empty] | Investment cost | 2015 R/kW | 94009.35
[24 empty] | Maintenance | R/kW | 1880.187
[24 empty] | CapFac |  | 75%
[24 empty] | Rate |  | 4%
[24 empty] | Life |  | 24
[24 empty] | Lev Cost | 2015 R/kWh | 1.1886
[24 empty] | Lev Cost | 2019 R/kWh | 1.45
[24 empty] | ACWA stated | 2019 R/kWh | 1.462
Note on G4: [Threaded comment] Your version of Excel allows you to read this threaded comment; however, any edits to it will get removed if the file is opened in a newer version of Excel. Learn more: https://go.microsoft.com/fwlink/?linkid=870924 Comment: Added in from EPRI report
Note on L4: [Threaded comment] Your version of Excel allows you to read this threaded comment; however, any edits to it will get removed if the file is opened in a newer version of Excel. Learn more: https://go.microsoft.com/fwlink/?linkid=870924 Comment: Added in from EPRI report
Note on AA4: [Threaded comment] Your version of Excel allows you to read this threaded comment; however, any edits to it will get removed if the file is opened in a newer version of Excel. Learn more: https://go.microsoft.com/fwlink/?linkid=870924 Comment: it looks like the 3 hour storage costs got switched with the 9 hour storage costs!
Note on B6: [Threaded comment] Your version of Excel allows you to read this threaded comment; however, any edits to it will get removed if the file is opened in a newer version of Excel. Learn more: https://go.microsoft.com/fwlink/?linkid=870924 Comment: this is taken directly from 2017 EPRI report in Table 7-2 last column.
Note on T16: [Threaded comment] Your version of Excel allows you to read this threaded comment; however, any edits to it will get removed if the file is opened in a newer version of Excel. Learn more: https://go.microsoft.com/fwlink/?linkid=870924 Comment: ODC already included in cost estimates coming from REIPPP

## PumpStorage
https://www.ee.co.za/article/the-contribution-of-pumped-storage-schemes-to-energy-generation-in-south-africa.html
|  | Steenbras | Drakensberg | Palmiet | Ingula | Tubatse | Kobong
Capacity | MW | 180 | 1000 | 400 | 1332 | 1500 | 1200
Max flow (turbine) | m3/sec | 75 | 312 | 133.547 | 340
Max flow (pumping) | m3/sec | 60 | 220 | 104.1667 | 268
Time to fill | hours | 12 | 34.5 | 40 | 20.7297 |  |  | 13.3333
Storage Volume | mm3 | 2.592 | 27.324 | 15 | 20
Time to empty | hours | 9.6 | 24.3269 | 31.2 | 16.3399 |  |  | 10.6667
Storage Energy | MWh | 1728 | 24326.9231 | 12480 | 21764.7059
Cycle Efficiency |  | 80% | 73% | 78% | 78.82%
Cost | bR |  |  |  | 25 | 18.75
The data given in the article does not square exactly, so some arbitrary adjustments were made, which could be reviewed and checked against other data sources.
|  | 21.6 | [5 empty] | 24
It's not clear in the table on flows, it looks like in for some plants it's combined and other it's per turbine.

## NBI_NREL_etc
|  | 2020 | 2025 | 2030 | 2040 | 2050
PV | 2020 R/kW | 12000 | 10000 | 9000 | 6000 | 4100 | 4370.7547
Wind | 2020 R/kW | 25000 | 22000 | 20000 | 18000 | 17000
Coal+CCS | 2020 R/kW | 38000 | 38000 | 38000 | 38000 | 37000 | 37000
PV (assumed no tracking) | 2015 R/kW | 9528 | 7940 | 7146 | 4764 | 3255.4
PV (single axis tracking) | 2015 R/kW | 10157.2075 | 8464.3396 | 7617.9057 | 5078.6038 | 3470.3792
Wind | 2015 R/kW | 19850 | 17468 | 15880 | 14292 | 13498
Coal+CCS | 2015 R/kW | 30172 | 30172 | 30172 | 30172 | 29378
|  | 2018 | 2019 | 2020 | 2021 | 2022 | 2023 | 2024 | 2025 | 2026 | 2027 | 2028 | 2029 | 2030 | 2031 | 2032 | 2033 | 2034 | 2035 | 2036 | 2037 | 2038 | 2039 | 2040 | 2041 | 2042 | 2043 | 2044 | 2045 | 2046 | 2047 | 2048 | 2049 | 2050
Overnight Capital Cost ($/kW) | Utility PV - Seattle - Advanced | 1565.8819 | 1375.3777 | 1311.5403 | 1247.7029 | 1183.8655 | 1120.0281 | 1056.1907 | 992.3533 | 928.5159 | 864.6785 | 800.8411 | 737.0037 | 673.1663 | 664.8364 | 656.5066 | 648.1767 | 639.8469 | 631.517 | 623.1872 | 614.8573 | 606.5275 | 598.1976 | 589.8677 | 581.5379 | 573.208 | 564.8782 | 556.5483 | 548.2185 | 539.8886 | 531.5588 | 523.2289 | 514.8991 | 506.5692 | 38.62%
| Utility PV - Seattle - Moderate | 1565.8819 | 1375.3777 | 1324.7615 | 1274.1453 | 1223.5291 | 1172.9129 | 1122.2967 | 1071.6806 | 1021.0644 | 970.4482 | 919.832 | 869.2158 | 818.5996 | 811.328 | 804.0563 | 796.7846 | 789.513 | 782.2413 | 774.9696 | 767.698 | 760.4263 | 753.1546 | 745.883 | 738.6113 | 731.3396 | 724.068 | 716.7963 | 709.5246 | 702.253 | 694.9813 | 687.7096 | 680.438 | 673.1663 | 50.81%
| Utility PV - Seattle - Conservative | 1565.8819 | 1375.3777 | 1359.1938 | 1343.0099 | 1326.8261 | 1310.6422 | 1294.4583 | 1278.2744 | 1262.0906 | 1245.9067 | 1229.7228 | 1213.5389 | 1197.3551 | 1178.4173 | 1159.4795 | 1140.5417 | 1121.604 | 1102.6662 | 1083.7284 | 1064.7907 | 1045.8529 | 1026.9151 | 1007.9773 | 989.0396 | 970.1018 | 951.164 | 932.2263 | 913.2885 | 894.3507 | 875.4129 | 856.4752 | 837.5374 | 818.5996 | 60.23%
| Utility PV - Chicago - Advanced | 1565.8819 | 1375.3777 | 1311.5403 | 1247.7029 | 1183.8655 | 1120.0281 | 1056.1907 | 992.3533 | 928.5159 | 864.6785 | 800.8411 | 737.0037 | 673.1663 | 664.8364 | 656.5066 | 648.1767 | 639.8469 | 631.517 | 623.1872 | 614.8573 | 606.5275 | 598.1976 | 589.8677 | 581.5379 | 573.208 | 564.8782 | 556.5483 | 548.2185 | 539.8886 | 531.5588 | 523.2289 | 514.8991 | 506.5692 | 38.62%
| Utility PV - Chicago - Moderate | 1565.8819 | 1375.3777 | 1324.7615 | 1274.1453 | 1223.5291 | 1172.9129 | 1122.2967 | 1071.6806 | 1021.0644 | 970.4482 | 919.832 | 869.2158 | 818.5996 | 811.328 | 804.0563 | 796.7846 | 789.513 | 782.2413 | 774.9696 | 767.698 | 760.4263 | 753.1546 | 745.883 | 738.6113 | 731.3396 | 724.068 | 716.7963 | 709.5246 | 702.253 | 694.9813 | 687.7096 | 680.438 | 673.1663 | 50.81%
| Utility PV - Chicago - Conservative | 1565.8819 | 1375.3777 | 1359.1938 | 1343.0099 | 1326.8261 | 1310.6422 | 1294.4583 | 1278.2744 | 1262.0906 | 1245.9067 | 1229.7228 | 1213.5389 | 1197.3551 | 1178.4173 | 1159.4795 | 1140.5417 | 1121.604 | 1102.6662 | 1083.7284 | 1064.7907 | 1045.8529 | 1026.9151 | 1007.9773 | 989.0396 | 970.1018 | 951.164 | 932.2263 | 913.2885 | 894.3507 | 875.4129 | 856.4752 | 837.5374 | 818.5996 | 60.23%
| Utility PV - Kansas City - Advanced | 1565.8819 | 1375.3777 | 1311.5403 | 1247.7029 | 1183.8655 | 1120.0281 | 1056.1907 | 992.3533 | 928.5159 | 864.6785 | 800.8411 | 737.0037 | 673.1663 | 664.8364 | 656.5066 | 648.1767 | 639.8469 | 631.517 | 623.1872 | 614.8573 | 606.5275 | 598.1976 | 589.8677 | 581.5379 | 573.208 | 564.8782 | 556.5483 | 548.2185 | 539.8886 | 531.5588 | 523.2289 | 514.8991 | 506.5692 | 38.62%
| Utility PV - Kansas City - Moderate | 1565.8819 | 1375.3777 | 1324.7615 | 1274.1453 | 1223.5291 | 1172.9129 | 1122.2967 | 1071.6806 | 1021.0644 | 970.4482 | 919.832 | 869.2158 | 818.5996 | 811.328 | 804.0563 | 796.7846 | 789.513 | 782.2413 | 774.9696 | 767.698 | 760.4263 | 753.1546 | 745.883 | 738.6113 | 731.3396 | 724.068 | 716.7963 | 709.5246 | 702.253 | 694.9813 | 687.7096 | 680.438 | 673.1663 | 50.81%
| Utility PV - Kansas City - Conservative | 1565.8819 | 1375.3777 | 1359.1938 | 1343.0099 | 1326.8261 | 1310.6422 | 1294.4583 | 1278.2744 | 1262.0906 | 1245.9067 | 1229.7228 | 1213.5389 | 1197.3551 | 1178.4173 | 1159.4795 | 1140.5417 | 1121.604 | 1102.6662 | 1083.7284 | 1064.7907 | 1045.8529 | 1026.9151 | 1007.9773 | 989.0396 | 970.1018 | 951.164 | 932.2263 | 913.2885 | 894.3507 | 875.4129 | 856.4752 | 837.5374 | 818.5996 | 60.23%
| Utility PV - Los Angeles - Advanced | 1565.8819 | 1375.3777 | 1311.5403 | 1247.7029 | 1183.8655 | 1120.0281 | 1056.1907 | 992.3533 | 928.5159 | 864.6785 | 800.8411 | 737.0037 | 673.1663 | 664.8364 | 656.5066 | 648.1767 | 639.8469 | 631.517 | 623.1872 | 614.8573 | 606.5275 | 598.1976 | 589.8677 | 581.5379 | 573.208 | 564.8782 | 556.5483 | 548.2185 | 539.8886 | 531.5588 | 523.2289 | 514.8991 | 506.5692 | 38.62%
| Utility PV - Los Angeles - Moderate | 1565.8819 | 1375.3777 | 1324.7615 | 1274.1453 | 1223.5291 | 1172.9129 | 1122.2967 | 1071.6806 | 1021.0644 | 970.4482 | 919.832 | 869.2158 | 818.5996 | 811.328 | 804.0563 | 796.7846 | 789.513 | 782.2413 | 774.9696 | 767.698 | 760.4263 | 753.1546 | 745.883 | 738.6113 | 731.3396 | 724.068 | 716.7963 | 709.5246 | 702.253 | 694.9813 | 687.7096 | 680.438 | 673.1663 | 50.81%
| Utility PV - Los Angeles - Conservative | 1565.8819 | 1375.3777 | 1359.1938 | 1343.0099 | 1326.8261 | 1310.6422 | 1294.4583 | 1278.2744 | 1262.0906 | 1245.9067 | 1229.7228 | 1213.5389 | 1197.3551 | 1178.4173 | 1159.4795 | 1140.5417 | 1121.604 | 1102.6662 | 1083.7284 | 1064.7907 | 1045.8529 | 1026.9151 | 1007.9773 | 989.0396 | 970.1018 | 951.164 | 932.2263 | 913.2885 | 894.3507 | 875.4129 | 856.4752 | 837.5374 | 818.5996 | 60.23%
| Utility PV - Daggett, CA - Advanced | 1565.8819 | 1375.3777 | 1311.5403 | 1247.7029 | 1183.8655 | 1120.0281 | 1056.1907 | 992.3533 | 928.5159 | 864.6785 | 800.8411 | 737.0037 | 673.1663 | 664.8364 | 656.5066 | 648.1767 | 639.8469 | 631.517 | 623.1872 | 614.8573 | 606.5275 | 598.1976 | 589.8677 | 581.5379 | 573.208 | 564.8782 | 556.5483 | 548.2185 | 539.8886 | 531.5588 | 523.2289 | 514.8991 | 506.5692 | 38.62%
| Utility PV - Daggett, CA - Moderate | 1565.8819 | 1375.3777 | 1324.7615 | 1274.1453 | 1223.5291 | 1172.9129 | 1122.2967 | 1071.6806 | 1021.0644 | 970.4482 | 919.832 | 869.2158 | 818.5996 | 811.328 | 804.0563 | 796.7846 | 789.513 | 782.2413 | 774.9696 | 767.698 | 760.4263 | 753.1546 | 745.883 | 738.6113 | 731.3396 | 724.068 | 716.7963 | 709.5246 | 702.253 | 694.9813 | 687.7096 | 680.438 | 673.1663 | 50.81%
| Utility PV - Daggett, CA - Conservative | 1565.8819 | 1375.3777 | 1359.1938 | 1343.0099 | 1326.8261 | 1310.6422 | 1294.4583 | 1278.2744 | 1262.0906 | 1245.9067 | 1229.7228 | 1213.5389 | 1197.3551 | 1178.4173 | 1159.4795 | 1140.5417 | 1121.604 | 1102.6662 | 1083.7284 | 1064.7907 | 1045.8529 | 1026.9151 | 1007.9773 | 989.0396 | 970.1018 | 951.164 | 932.2263 | 913.2885 | 894.3507 | 875.4129 | 856.4752 | 837.5374 | 818.5996 | 60.23%
Max |  | 1565.8819 | 1375.3777 | 1359.1938 | 1343.0099 | 1326.8261 | 1310.6422 | 1294.4583 | 1278.2744 | 1262.0906 | 1245.9067 | 1229.7228 | 1213.5389 | 1197.3551 | 1178.4173 | 1159.4795 | 1140.5417 | 1121.604 | 1102.6662 | 1083.7284 | 1064.7907 | 1045.8529 | 1026.9151 | 1007.9773 | 989.0396 | 970.1018 | 951.164 | 932.2263 | 913.2885 | 894.3507 | 875.4129 | 856.4752 | 837.5374 | 818.5996 | 60.23%
Avg |  | 1565.8819 | 1375.3777 | 1331.8319 | 1288.286 | 1244.7402 | 1201.1944 | 1157.6486 | 1114.1028 | 1070.5569 | 1027.0111 | 983.4653 | 939.9195 | 896.3737 | 884.8606 | 873.3475 | 861.8344 | 850.3213 | 838.8082 | 827.2951 | 815.782 | 804.2689 | 792.7558 | 781.2427 | 769.7296 | 758.2165 | 746.7034 | 735.1903 | 723.6772 | 712.1641 | 700.651 | 689.1379 | 677.6248 | 666.1117 | 50.01%
Min |  | 1565.8819 | 1375.3777 | 1311.5403 | 1247.7029 | 1183.8655 | 1120.0281 | 1056.1907 | 992.3533 | 928.5159 | 864.6785 | 800.8411 | 737.0037 | 673.1663 | 664.8364 | 656.5066 | 648.1767 | 639.8469 | 631.517 | 623.1872 | 614.8573 | 606.5275 | 598.1976 | 589.8677 | 581.5379 | 573.208 | 564.8782 | 556.5483 | 548.2185 | 539.8886 | 531.5588 | 523.2289 | 514.8991 | 506.5692 | 38.62%
Conversion from $2018 to 2015 Rands |  | 30172 2020: 11.35; 29378 2024: This is in line with EIA 2020: https://www.eia.gov/outlooks/aeo/assumptions/pdf/table_8.2.pdf
|  | 3 | 8 | 13 | 23 | 33
|  | 2020 | 2025 | 2030 | 2040 | 2050
PV-High | 2015 R/kW | 30172 2018: 15426.8497; 30172 2019: 14508.4148; 30172 2020: 13589.9799; 30172 2021: 11440.5429; 29378 2022: 9291.1058
PV-Avg | 2015 R/kW | 30172 2018: 15116.2916; 30172 2019: 12645.0663; 30172 2020: 10173.841; 30172 2021: 8867.1044; 29378 2022: 7560.3679
PV-Low | 2015 R/kW | 30172 2018: 14885.9822; 30172 2019: 11263.2097; 30172 2020: 7640.4373; 30172 2021: 6694.9989; 29378 2022: 5749.5604
Lazard 2020 |  | 30172 2018: 11.848; 30172 2019: https://www.lazard.com/media/451419/lazards-levelized-cost-of-energy-version-140.pdf; 29378 2034: seia.org
Overnight EPC Cost for Utility PV | 2020 $/kW | 30172 2018: Owners Cost; 30172 2019: 2015 R/kW
High | 975 | 30172 2018: 10%; 30172 2019: 12706.98
Low | 825 | 30172 2018: 10%; 30172 2019: 10752.06
14625
11550
CCGT
high | 1250 | 30172 2018: 10%; 30172 2019: 16291
low | 650 | 30172 2018: 10%; 30172 2019: 8471.32
SAREM 2020
2020 Rands? | Low | 30172 2018: High
Modules | 4000 | 30172 2018: 5100; 30172 2021: System; 29378 2022: 1,1; 29378 2023: MW; 29378 2024: 8million; 29378 2025: 12; 29378 2026: million
Metering | 30 | 30172 2018: 20; 29378 2024: 10; 29378 2025: W/peak
Protection | 350 | 30172 2018: 2000; 29378 2034: Overnight Cost for Utility PV; 29378 2035: 2020 $/kWdc; 29378 2036: DC/AC ratio; 29378 2037: 2015 R/kWac
Inverter | 700 | 30172 2018: 2000; 29378 2034: WoodMack; 29378 2035: 910; 29378 2036: 1.2; 29378 2037: 12938.016
Mounting and Structures | 400 | 30172 2018: 1700; 29378 2035: 15288
Engineering | 40 | 30172 2018: 1000
Construction | 650 | 30172 2018: 1200; 29378 2034: No tracking; 29378 2035: 780
Owners Cost (10%) | 617 | 30172 2018: 1302; 29378 2035: 0.85714; 29378 2036: 0.86869
| 6787 | 30172 2018: 14322
[11 empty] | 13.188 | 1.2 | 10.99
[11 empty] | 11.4 | 1.2 | 9.5 |  |  |  |  | Source | NREL, 2020, U.S. Solar Photovoltaic System and Energy Storage Cost Benchmark: Q1 2020
[18 empty] | Link | https://www.nrel.gov/docs/fy21osti/77324.pdf
Battery Costs
Reference: Battery Storage cost values from W. Cole and A. W. Frazier, “Cost Projections for Utility-scale Battery Storage: 2020 Update,” NREL/TP-6A20-75385. Golden, CO: National Renewable Energy Laboratory. https://www.nrel.gov/docs/fy20osti/75385.pdf.
For 15-year life (values in 2018$):
|  | 2018 | 2019 | 2020 | 2021 | 2022 | 2023 | 2024 | 2025 | 2026 | 2027 | 2028 | 2029 | 2030 | 2031 | 2032 | 2033 | 2034 | 2035 | 2036 | 2037 | 2038 | 2039 | 2040 | 2041 | 2042 | 2043 | 2044 | 2045 | 2046 | 2047 | 2048 | 2049 | 2050
CAPEX ($/kW) | 4Hr Battery Storage - Advanced | 1633.3913 | 1544 | 1202.564 | 1117.9213 | 1033.2786 | 948.6359 | 863.9932 | 779.3505 | 736.9616 | 694.5726 | 652.1837 | 609.7947 | 567.4058 | 556.3043 | 545.2029 | 534.1015 | 523.0001 | 511.8987 | 500.7973 | 489.6958 | 478.5944 | 467.493 | 456.3916 | 445.2902 | 434.1888 | 423.0873 | 411.9859 | 400.8845 | 389.7831 | 378.6817 | 367.5803 | 356.4788 | 345.3774
| 4Hr Battery Storage - Moderate | 1633.3913 | 1544 | 1454.6087 | 1364.5017 | 1274.3946 | 1184.2876 | 1094.1806 | 1004.0736 | 966.7055 | 929.3373 | 891.9692 | 854.6011 | 817.2329 | 807.0175 | 796.8021 | 786.5867 | 776.3713 | 766.1559 | 755.9405 | 745.7251 | 735.5096 | 725.2942 | 715.0788 | 704.8634 | 694.648 | 684.4326 | 674.2172 | 664.0018 | 653.7863 | 643.5709 | 633.3555 | 623.1401 | 612.9247
| 4Hr Battery Storage - Conservative | 1633.3913 | 1544 | 1503.5422 | 1463.0845 | 1422.6267 | 1382.169 | 1341.7112 | 1301.2535 | 1270.8689 | 1240.4843 | 1210.0997 | 1179.7151 | 1149.3305 | 1134.9639 | 1120.5972 | 1106.2306 | 1091.864 | 1077.4973 | 1063.1307 | 1048.7641 | 1034.3974 | 1020.0308 | 1005.6642 | 991.2975 | 976.9309 | 962.5643 | 948.1976 | 933.831 | 919.4644 | 905.0978 | 890.7311 | 876.3645 | 861.9979
| 2Hr Battery Storage - Advanced | 962.6853 | 910 | 708.765 | 658.8785 | 608.9919 | 559.1054 | 509.2188 | 459.3323 | 434.3491 | 409.366 | 384.3829 | 359.3997 | 334.4166 | 327.8737 | 321.3307 | 314.7878 | 308.2449 | 301.7019 | 295.159 | 288.6161 | 282.0731 | 275.5302 | 268.9873 | 262.4443 | 255.9014 | 249.3585 | 242.8155 | 236.2726 | 229.7297 | 223.1867 | 216.6438 | 210.1009 | 203.5579
| 2Hr Battery Storage - Moderate | 962.6853 | 910 | 857.3147 | 804.2076 | 751.1005 | 697.9934 | 644.8863 | 591.7791 | 569.7552 | 547.7312 | 525.7072 | 503.6833 | 481.6593 | 475.6386 | 469.6178 | 463.5971 | 457.5763 | 451.5556 | 445.5349 | 439.5141 | 433.4934 | 427.4726 | 421.4519 | 415.4312 | 409.4104 | 403.3897 | 397.3689 | 391.3482 | 385.3274 | 379.3067 | 373.286 | 367.2652 | 361.2445
| 2Hr Battery Storage - Conservative | 962.6853 | 910 | 886.1551 | 862.3102 | 838.4652 | 814.6203 | 790.7754 | 766.9305 | 749.0225 | 731.1144 | 713.2064 | 695.2984 | 677.3904 | 668.923 | 660.4556 | 651.9882 | 643.5209 | 635.0535 | 626.5861 | 618.1187 | 609.6513 | 601.184 | 592.7166 | 584.2492 | 575.7818 | 567.3144 | 558.8471 | 550.3797 | 541.9123 | 533.4449 | 524.9775 | 516.5102 | 508.0428
| For SATIM (2015 ZAR/kW) | 18538.9917 | 17524.4 | 16509.8083 | 15487.0938 | 14464.3792 | 13441.6647 | 12418.9501 | 11396.2356 | 10972.1072 | 10547.9789 | 10123.8505 | 9699.7222 | 9275.5938 | 9159.6489 | 9043.704 | 8927.759 | 8811.8141 | 8695.8692 | 8579.9243 | 8463.9793 | 8348.0344 | 8232.0895 | 8116.1446 | 8000.1997 | 7884.2547 | 7768.3098 | 7652.3649 | 7536.42 | 7420.475 | 7304.5301 | 7188.5852 | 7072.6403 | 6956.6954
| Fuel Cell Parameters | 2018: 2019Euro/kW; 2019: 2019$/kW; 2020: 2015R/kW
| CAPEX | 2018: 1750; 2019: 1960; 2020: 23508.24
|  | Euro/kWh | $/kWh | R/GJ
| Maintenance | 2018: 0.02; 2019: 0.0224; 2020: 74.6293
| Efficiency | 2020: 50%
https://publications.jrc.ec.europa.eu/repository/handle/JRC115923
?
?
?
?
?
?
?
?
?
Note on I40: [Threaded comment] Your version of Excel allows you to read this threaded comment; however, any edits to it will get removed if the file is opened in a newer version of Excel. Learn more: https://go.microsoft.com/fwlink/?linkid=870924 Comment: with tracking check
Note on I42: [Threaded comment] Your version of Excel allows you to read this threaded comment; however, any edits to it will get removed if the file is opened in a newer version of Excel. Learn more: https://go.microsoft.com/fwlink/?linkid=870924 Comment: slide 30 check

## CoalIPP
1. least cost optimised; optimistic RE, new demand
2. irp technology shares but updated ito timing etc; irp/ref re costs; new demand?
3. low ppd with all other variables the same as scen 1
Burton and Ireland 2018 pg10
N2O calculation
|  | CO2eq | kton/PJ | 123
|  | CO2 | kton/PJ | 96.25
|  | N2OCO2eq | kton/PJ | 26.75
|  | GWP assumed |  | 310
|  | N2O | kton/PJ | 0.08629
|  | Net Efficiency |  | 0.36
|  |  | tonN2O/MWh | 0.8629
|  |  | tonCO2/MWh | 0.9625
|  |  | gCO2/kWh | 962.5
|  |  | tonCO2eq/MWh | 1.23
|  | Check Capacity | MW | 1500
|  | CapFac |  | 85%
|  | TWh |  | 11169
|  | CO2 | Mton | 13737.87

## FGD costs
from deWit (2014).

## PWR_Lab
Process | TechDescription | Sector | Subsector | Subsubsector | FLAB-P | FLAB-M | FLAB-S | FLAB-T | Index in Ref Table
EPT-E | Pumped Storage Existing turbine | Power | EPumpStorage | EPumpStorage | 0.0172 | 0.01958 | 0.06477 | 0.23189 | 1
EPT-N | Pumped Storage New turbine | Power | EPumpStorage | EPumpStorage | 0.0172 | 0.01958 | 0.06477 | 0.23189 | 1
EPTSTO-N | Pumped Storage New | Power | EPumpStorage | EPumpStorage | 0.0172 | 0.01958 | 0.06477 | 0.23189 | 1
EPTSTO-E | Pumped Storage Existing | Power | EPumpStorage | EPumpStorage | 0.0172 | 0.01958 | 0.06477 | 0.23189 | 1
ERBIG-N | Landfill gas | Power | EBiomass | EBiomass | 0.0172 | 0.01958 | 0.06477 | 0.23189 | 2
ERBIO-N | Biomass municipal waste | Power | EBiomass | EBiomass | 0.0172 | 0.01958 | 0.06477 | 0.23189 | 2
ERHYD-E | Hydro Existing South Africa | Power | EHydro | EHydro | 0.0172 | 0.01958 | 0.06477 | 0.23189 | 3
ERHYD-I | Hydro Existing Region | Power | EImports | EImports | 0 | 0 | 0 | 0 | 4
ERHYD-N | Micro hydro | Power | EHydro | EHydro | 0.0172 | 0.01958 | 0.06477 | 0.23189 | 3
ERHYDB-I | Boroma - Quedas Ocua hydro import (Moz C) | Power | EImports | EImports | 0 | 0 | 0 | 0 | 4
ERHYDF-I | Kafue hydro import (Zam A) | Power | EImports | EImports | 0 | 0 | 0 | 0 | 4
ERHYDGIE-I | Grand Inga (East) | Power | EImports | EImports | 0 | 0 | 0 | 0 | 4
ERHYDGIW-I | Grand Inga (West) | Power | EImports | EImports | 0 | 0 | 0 | 0 | 4
ERHYDH-I | HCB North hydro import (Moz B) | Power | EImports | EImports | 0 | 0 | 0 | 0 | 4
ERHYDI-I | Ithezi Tezhi hydro import (Zam B) | Power | EImports | EImports | 0 | 0 | 0 | 0 | 4
ERHYDK-I | Kariba North Bank extension hydro import Zam C) | Power | EImports | EImports | 0 | 0 | 0 | 0 | 4
ERHYDM-I | Mphanda Nkuwa hydro import (Moz A) | Power | EImports | EImports | 0 | 0 | 0 | 0 | 4
ERSOLPCF-N | Solar PV Fixed | Power | EPV | EPV_Grid | 0.01941 | 0.02209 | 0.07309 | 0.26167 | 5
ERSOLPCT-N | Solar PV tracking | Power | EPV | EPV_Grid | 0.01941 | 0.02209 | 0.07309 | 0.26167 | 5
ERSOLPICP-N | Solar PV rooftop Industry chemicals | Power | EPV | EPV_RfTpIND | 0.01941 | 0.02209 | 0.07309 | 0.26167 | 6
ERSOLPIFA-N | Solar PV rooftop Industry Ferro-Alloys | Power | EPV | EPV_RfTpIND | 0.01941 | 0.02209 | 0.07309 | 0.26167 | 6
ERSOLPIFB-N | Solar PV rooftop Industry food and beverage | Power | EPV | EPV_RfTpIND | 0.01941 | 0.02209 | 0.07309 | 0.26167 | 6
ERSOLPIIS-N | Solar PV rooftop Industry Iron and steel | Power | EPV | EPV_RfTpIND | 0.01941 | 0.02209 | 0.07309 | 0.26167 | 6
ERSOLPINF-N | Solar PV rooftop Industry non-ferrous metals | Power | EPV | EPV_RfTpIND | 0.01941 | 0.02209 | 0.07309 | 0.26167 | 6
ERSOLPINM-N | Solar PV rooftop Industry non-metallic minerals | Power | EPV | EPV_RfTpIND | 0.01941 | 0.02209 | 0.07309 | 0.26167 | 6
ERSOLPIOT-N | Solar PV rooftop Industry Other | Power | EPV | EPV_RfTpIND | 0.01941 | 0.02209 | 0.07309 | 0.26167 | 6
ERSOLPIPP-N | Solar PV rooftop Industry pulp and paper | Power | EPV | EPV_RfTpIND | 0.01941 | 0.02209 | 0.07309 | 0.26167 | 6
ERSOLPRC-N | Solar PV rooftop commercial | Power | EPV | EPV_RfTpCOM | 0.01941 | 0.02209 | 0.07309 | 0.26167 | 7
ERSOLPRR-N | Solar PV rooftop residential | Power | EPV | EPV_RfTpRES | 0.01941 | 0.02209 | 0.07309 | 0.26167 | 8
ERSOLTC03-N | Solar Central Receiver 03 hrs storage | Power | ECSP | ECSP | 0.02377 | 0.02705 | 0.08949 | 0.3204 | 9
ERSOLTC06-N | Solar Central Receiver 06 hrs storage | Power | ECSP | ECSP | 0.02377 | 0.02705 | 0.08949 | 0.3204 | 9
ERSOLTC09-N | Solar Central Receiver 09 hrs storage | Power | ECSP | ECSP | 0.02377 | 0.02705 | 0.08949 | 0.3204 | 9
ERSOLTC09C-N | Solar Central Receiver 09 hrs storage CSIR eq | Power | ECSP | ECSP | 0.02377 | 0.02705 | 0.08949 | 0.3204 | 9
ERSOLTC12-N | Solar Central Receiver 12 hrs storage | Power | ECSP | ECSP | 0.02377 | 0.02705 | 0.08949 | 0.3204 | 9
ERSOLTC14-N | Solar Central Receiver 14 hrs storage | Power | ECSP | ECSP | 0.02377 | 0.02705 | 0.08949 | 0.3204 | 9
ERSOLTT00-N | Solar Parabolic Trough 0 storage | Power | ECSP | ECSP | 0.02377 | 0.02705 | 0.08949 | 0.3204 | 9
ERSOLTT03-N | Solar Parabolic Trough 03 hrs storage | Power | ECSP | ECSP | 0.02377 | 0.02705 | 0.08949 | 0.3204 | 9
ERSOLTT06-N | Solar Parabolic Trough 06 hrs storage | Power | ECSP | ECSP | 0.02377 | 0.02705 | 0.08949 | 0.3204 | 9
ERSOLTT09-N | Solar Parabolic Trough 09 hrs storage | Power | ECSP | ECSP | 0.02377 | 0.02705 | 0.08949 | 0.3204 | 9
ERWNDH-N | Wind high resource | Power | EWind | EWind | 0.01605 | 0.01826 | 0.06043 | 0.21634 | 10
ERWNDM-N | Wind medium resource | Power | EWind | EWind | 0.01605 | 0.01826 | 0.06043 | 0.21634 | 10
ESTSCOM | Commercial - Li ion battery | Power | EBattery | EBattery-Commerce | 0.0172 | 0.01958 | 0.06477 | 0.23189 | 11
ESTSICP | Industry chemicals - Li ion battery | Power | EBattery | EBattery-Industry | 0.0172 | 0.01958 | 0.06477 | 0.23189 | 12
ESTSIFA | Industry Ferro-Alloys - Li ion battery | Power | EBattery | EBattery-Industry | 0.0172 | 0.01958 | 0.06477 | 0.23189 | 12
ESTSIFB | Industry Food and beverages - Li ion battery | Power | EBattery | EBattery-Industry | 0.0172 | 0.01958 | 0.06477 | 0.23189 | 12
ESTSIIS | Industry Iron and Steel - Li ion battery | Power | EBattery | EBattery-Industry | 0.0172 | 0.01958 | 0.06477 | 0.23189 | 12
ESTSINF | Industry Non-Ferrous Metals - Li ion battery | Power | EBattery | EBattery-Industry | 0.0172 | 0.01958 | 0.06477 | 0.23189 | 12
ESTSINM | Industry Non-metallic Minerals - Li ion battery | Power | EBattery | EBattery-Industry | 0.0172 | 0.01958 | 0.06477 | 0.23189 | 12
ESTSIOT | Industry Other - Li ion battery | Power | EBattery | EBattery-Industry | 0.0172 | 0.01958 | 0.06477 | 0.23189 | 12
ESTSIPP | Industry Pulp and Paper - Li ion battery | Power | EBattery | EBattery-Industry | 0.0172 | 0.01958 | 0.06477 | 0.23189 | 12
ESTSRES | Residential - Li ion battery | Power | EBattery | EBattery-Residential | 0.0172 | 0.01958 | 0.06477 | 0.23189 | 13
ESTSUTL | Utility storage - Li ion battery | Power | EBattery | EBattery-Utility | 0.0172 | 0.01958 | 0.06477 | 0.23189 | 14
ETCLDFB-N | Fluidised Bed Combustion Coal | Power | ECoal | ECoal_CB | 0.0172 | 0.01958 | 0.06477 | 0.23189 | 15
ETCLEARNO-E | ARNOT | Power | ECoal | ECoal_CB | 0.0172 | 0.01958 | 0.06477 | 0.23189 | 15
ETCLECAMD-E | CAMDEN | Power | ECoal | ECoal_CB | 0.0172 | 0.01958 | 0.06477 | 0.23189 | 15
ETCLEDUVH-E | DUVHA | Power | ECoal | ECoal_CB | 0.0172 | 0.01958 | 0.06477 | 0.23189 | 15
ETCLEGROO-E | GROOTVLEI | Power | ECoal | ECoal_CB | 0.0172 | 0.01958 | 0.06477 | 0.23189 | 15
ETCLEHEND-E | HENDRINA | Power | ECoal | ECoal_CB | 0.0172 | 0.01958 | 0.06477 | 0.23189 | 15
ETCLEIG-N | Integrated Gasification Combined Cycle Coal | Power | ECoal | ECoal_CB | 0.0172 | 0.01958 | 0.06477 | 0.23189 | 15
ETCLEKELA-E | KELVIN A | Power | ECoal | ECoal_CB | 0.0172 | 0.01958 | 0.06477 | 0.23189 | 15
ETCLEKELB-E | KELVIN B | Power | ECoal | ECoal_CB | 0.0172 | 0.01958 | 0.06477 | 0.23189 | 15
ETCLEKEND-E | KENDAL | Power | ECoal | ECoal_CB | 0.0172 | 0.01958 | 0.06477 | 0.23189 | 15
ETCLEKOMA-E | KOMATI | Power | ECoal | ECoal_CB | 0.0172 | 0.01958 | 0.06477 | 0.23189 | 15
ETCLEKRIE-E | KRIEL | Power | ECoal | ECoal_CB | 0.0172 | 0.01958 | 0.06477 | 0.23189 | 15
ETCLELETH-E | LETHABO | Power | ECoal | ECoal_CB | 0.0172 | 0.01958 | 0.06477 | 0.23189 | 15
ETCLEMAJD-E | MAJUBA DRY | Power | ECoal | ECoal_CB | 0.0172 | 0.01958 | 0.06477 | 0.23189 | 15
ETCLEMAJW-E | MAJUBA WET | Power | ECoal | ECoal_CB | 0.0172 | 0.01958 | 0.06477 | 0.23189 | 15
ETCLEMATI-E | MATIMBA | Power | ECoal | ECoal_CB | 0.0172 | 0.01958 | 0.06477 | 0.23189 | 15
ETCLEMATL-E | MATLA | Power | ECoal | ECoal_CB | 0.0172 | 0.01958 | 0.06477 | 0.23189 | 15
ETCLEMED-N-A | MEDUPI | Power | ECoal | ECoal_WB | 0.0172 | 0.01958 | 0.06477 | 0.23189 | 16
ETCLEPFD-E-A | MATIMBA - WB | Power | ECoal | ECoal_WB | 0.0172 | 0.01958 | 0.06477 | 0.23189 | 16
ETCLEPFSI-E | Sasol Infrachem | Power | ECoal | ECoal_CB | 0.0172 | 0.01958 | 0.06477 | 0.23189 | 15
ETCLEPFSS-E | Sasol SSF | Power | ECoal | ECoal_CB | 0.0172 | 0.01958 | 0.06477 | 0.23189 | 15
ETCLEPRET-E | PRETORIA WEST | Power | ECoal | ECoal_CB | 0.0172 | 0.01958 | 0.06477 | 0.23189 | 15
ETCLEROOI-E | ROOIWAL | Power | ECoal | ECoal_CB | 0.0172 | 0.01958 | 0.06477 | 0.23189 | 15
ETCLESC-N-A | Supercritical Coal - Waterberg Region | Power | ECoal | ECoal_WB | 0.0172 | 0.01958 | 0.06477 | 0.23189 | 16
ETCLESC-N | KUSILE | Power | ECoal | ECoal_CB | 0.0172 | 0.01958 | 0.06477 | 0.23189 | 15
ETCLETUTU-E | TUTUKA | Power | ECoal | ECoal_CB | 0.0172 | 0.01958 | 0.06477 | 0.23189 | 15
ETCRBSCBO-I | Mmamabula coal import | Power | EImports | EImports | 0 | 0 | 0 | 0 | 4
ETCRBSCMO-I | Moatize - Benga coal import | Power | EImports | EImports | 0 | 0 | 0 | 0 | 4
ETGASCC-N | Combined Cycle Gas Turbine - Inland | Power | EGas | EGas | 0.0172 | 0.01958 | 0.06477 | 0.23189 | 17
ETGASCCSS-N | Combined Cycle Gas Turbine - Sasol | Power | EGas | EGas | 0.0172 | 0.01958 | 0.06477 | 0.23189 | 17
ETGASGT-N | Open Cycle Gas Turbine - Inland | Power | EGas | EGas | 0.0172 | 0.01958 | 0.06477 | 0.23189 | 17
ETGICCC-N | Combined Cycle Gas Turbine - Coastal | Power | EGas | EGas | 0.0172 | 0.01958 | 0.06477 | 0.23189 | 17
ETGICGT-N | Open Cycle Gas Turbine - LNG | Power | EGas | EGas | 0.0172 | 0.01958 | 0.06477 | 0.23189 | 17
ETGIHCC-N | Combined Cycle Gas Turbine - Shale | Power | EGas | EGas | 0.0172 | 0.01958 | 0.06477 | 0.23189 | 17
ETGIHGT-N | Open Cycle Gas Turbine - Shale | Power | EGas | EGas | 0.0172 | 0.01958 | 0.06477 | 0.23189 | 17
ETGRMCC-N | Combined Cycle Gas Turbine - Northern Mozambique | Power | EGas | EGas | 0.0172 | 0.01958 | 0.06477 | 0.23189 | 17
ETGRNCC-I | Kudu gas (Nam) | Power | EImports | EImports | 0 | 0 | 0 | 0 | 4
ETNUC-E | Nuclear Existing | Power | ENuclear | ENuclear | 0.03328 | 0.03788 | 0.12533 | 0.44868 | 18
ETNUC-N | Nuclear Mid | Power | ENuclear | ENuclear | 0.03328 | 0.03788 | 0.12533 | 0.44868 | 18
ETODSGT-E | OCGT liquid fuels Existing | Power | EOil | EOil | 0.0172 | 0.01958 | 0.06477 | 0.23189 | 19
ETODSGT-N | Open-Cycle Gas Turbine - diesel | Power | EOil | EOil | 0.0172 | 0.01958 | 0.06477 | 0.23189 | 19
ETRANSDUM | dummy tech tracking investment costs | Power | ETrans | ETrans | 0.01474 | 0.01678 | 0.05551 | 0.19873 | 21
XAGRELC | Agriculatural Electricity | Power | EDist | EDist Agriculture | 0.03199 | 0.0364 | 0.12044 | 0.43119 | 24
XCOMELC | Commercial Electricity | Power | EDist | EDist Commercial | 0.02897 | 0.03297 | 0.1091 | 0.39057 | 26
XICPELC | Industrial CP-Electricity | Power | EDist | EDist Industry | 0.02656 | 0.03023 | 0.10003 | 0.35812 | 25
XIFAELC | Industrial FA-Electricity | Power | EDist | EDist Industry | 0.02656 | 0.03023 | 0.10003 | 0.35812 | 25
XIFBELC | Industrial FB-Electricity | Power | EDist | EDist Industry | 0.02656 | 0.03023 | 0.10003 | 0.35812 | 25
XIISELC | Industrial IS-Electricity | Power | EDist | EDist Industry | 0.02656 | 0.03023 | 0.10003 | 0.35812 | 25
XIMIELC | Industrial MI-Electricity | Power | EDist | EDist Industry | 0.02656 | 0.03023 | 0.10003 | 0.35812 | 25
XINFELC | Industrial NF-Electricity | Power | EDist | EDist Industry | 0.02656 | 0.03023 | 0.10003 | 0.35812 | 25
XINMELC | Industrial NM-Electricity | Power | EDist | EDist Industry | 0.02656 | 0.03023 | 0.10003 | 0.35812 | 25
XIOTELC | Industrial OT-Electricity | Power | EDist | EDist Industry | 0.02656 | 0.03023 | 0.10003 | 0.35812 | 25
XIPPELC | Industrial PP-Electricity | Power | EDist | EDist Industry | 0.02656 | 0.03023 | 0.10003 | 0.35812 | 25
XRESELC | Residential Electricity | Power | EDist | EDist Residential | 0.16136 | 0.18363 | 0.60759 | 2.1752 | 23
XTRAELC | Transport Electricity | Power | EDist | Edist Transport | 0.02652 | 0.03018 | 0.09985 | 0.35747 | 27
XUPSELC | Supply Sector Electricity | Power | EDist | EDist Industry | 0.02656 | 0.03023 | 0.10003 | 0.35812 | 25

## Lab.Calcs.Assumptions
| Coefficient | [5 empty] | Check | 110.019 | 112.75 | 173.194 | 395.772
Subsubsector | flab-p | flab-m | flab-s | flab-t | Total | Capacity | Total | flab-p | flab-m | flab-s | flab-t | Total wage bill | FOM | FOM R/kW | FOM model
Power Sector shares | 0.051588 | 0.05871 | 0.19425 | 0.69545 | 000 empl./GW | GW | 000
EPumpStorage | 0.0172 | 0.01958 | 0.06477 | 0.23189 | 0.33344 | 1.58 | 0.52684 | 2.9899 | 3.4881 | 17.7241 | 145.0054 | 169.2074 |  | 107.0933 | 3.9
EBiomass | 0.0172 | 0.01958 | 0.06477 | 0.23189 | 0.33344 | 0 | 0 | 0 | 0 | 0 | 0 | 0 |  | 107.0933
EHydro | 0.0172 | 0.01958 | 0.06477 | 0.23189 | 0.33344 | 0.67 | 0.22341 | 1.2679 | 1.4791 | 7.5159 | 61.4896 | 71.7525 |  | 107.0933 | 36
EImports | 0 | 0 | 0 | 0 | 0 | 1.5 | 0 | 0 | 0 | 0 | 0 | 0 |  | 0
EPV_Grid | 0.01941 | 0.02209 | 0.07309 | 0.26167 | 0.37626 | 0 | 0 | 0 | 0 | 0 | 0 | 0 |  | 120.8465 | 256
EPV_RfTpIND | 0.01941 | 0.02209 | 0.07309 | 0.26167 | 0.37626 | 0 | 0 | 0 | 0 | 0 | 0 | 0 |  | 120.8465 | 299
EPV_RfTpCOM | 0.01941 | 0.02209 | 0.07309 | 0.26167 | 0.37626 | 0 | 0 | 0 | 0 | 0 | 0 | 0 |  | 120.8465 | 299
EPV_RfTpRES | 0.01941 | 0.02209 | 0.07309 | 0.26167 | 0.37626 | 0 | 0 | 0 | 0 | 0 | 0 | 0 |  | 120.8465 | 299
ECSP | 0.02377 | 0.02705 | 0.08949 | 0.3204 | 0.4607 | 0 | 0 | 0 | 0 | 0 | 0 | 0 |  | 147.9695 | 869
EWind | 0.01605 | 0.01826 | 0.06043 | 0.21634 | 0.31108 | 0 | 0 | 0 | 0 | 0 | 0 | 0 |  | 99.912 | 554
EBattery-Commerce | 0.0172 | 0.01958 | 0.06477 | 0.23189 | 0.33344 | 0 | 0 | 0 | 0 | 0 | 0 | 0 |  | 107.0933
EBattery-Industry | 0.0172 | 0.01958 | 0.06477 | 0.23189 | 0.33344 | 0 | 0 | 0 | 0 | 0 | 0 | 0 |  | 107.0933
EBattery-Residential | 0.0172 | 0.01958 | 0.06477 | 0.23189 | 0.33344 | 0 | 0 | 0 | 0 | 0 | 0 | 0 |  | 107.0933
EBattery-Utility | 0.0172 | 0.01958 | 0.06477 | 0.23189 | 0.33344 | 0 | 0 | 0 | 0 | 0 | 0 | 0 |  | 107.0933
ECoal_CB | 0.0172 | 0.01958 | 0.06477 | 0.23189 | 0.33344 | 33.2 | 11.0704 | 62.8252 | 73.2938 | 372.4301 | 3046.9489 | 3555.4981 |  | 107.0933 | 336
ECoal_WB | 0.0172 | 0.01958 | 0.06477 | 0.23189 | 0.33344 | 3.72 | 1.2404 | 7.0395 | 8.2124 | 41.7301 | 341.4051 | 398.3871 |  | 107.0933 | 336
EGas | 0.0172 | 0.01958 | 0.06477 | 0.23189 | 0.33344 | 0.42 | 0.14005 | 0.79478 | 0.92721 | 4.7115 | 38.5457 | 44.9792 |  | 107.0933 | 150
ENuclear | 0.03328 | 0.03788 | 0.12533 | 0.44868 | 0.64516 | 1.86 | 1.2 | 6.8103 | 7.944 | 40.3739 | 330.2895 | 385.4176 |  | 207.2138 | 885
EOil | 0.0172 | 0.01958 | 0.06477 | 0.23189 | 0.33344 | 2.46 | 0.82027 | 4.6551 | 5.4308 | 27.5957 | 225.7679 | 263.4496 |  | 107.0933 | 58
Total Generation | [5 empty] | 43.91 | 15.2213 |  |  |  |  | 4888.6916 |  | 0
Etrans | 0.01474 | 0.01678 | 0.05551 | 0.19873 | 0.28576 | 34.2 | 9.773 | 55.4615 | 64.7045 | 328.7988 | 2689.8905 | 3138.8553 |  | 91.7794 | 26
Edist | 0 | 0 | 0 | 0 |  |  | 47.2813 |  |  |  |  | 15185.7044 |  | 0
EDist Residential | 0.16136 | 0.18363 | 0.60759 | 2.1752 | 3.1278 | 10.6821 | 33.4115 | 189.6358 | 221.1652 | 1124.0875 | 9196.1256 | 10731.014 |  | 1004.5791 | 1466
EDist Agriculture | 0.03199 | 0.0364 | 0.12044 | 0.43119 | 0.62002 | 0.912 | 0.56546 | 3.2098 | 3.7429 | 19.0239 | 155.6355 | 181.6121 |  | 199.136 | 1466
EDist Industry | 0.02656 | 0.03023 | 0.10003 | 0.35812 | 0.51494 | 18.7765 | 9.6689 | 54.8669 | 63.9984 | 325.2953 | 2661.266 | 3105.4266 |  | 165.389 | 348
EDist Commercial | 0.02897 | 0.03297 | 0.1091 | 0.39057 | 0.56161 | 6.0609 | 3.4039 | 19.3176 | 22.5306 | 114.5235 | 936.8737 | 1093.2455 |  | 180.3768 | 733
Edist Transport | 0.02652 | 0.03018 | 0.09985 | 0.35747 | 0.51401 | 0.4507 | 0.23167 | 1.315 | 1.5336 | 7.7941 | 63.7635 | 74.4063 |  | 165.0905 | 733
Total | 3.7283 | 4.2435 | 14.0398 | 50.2638 |  |  | 72.2757 |  |  |  |  | 23213.2512
Target Total | [6 empty] | 72.316 |  |  |  |  | 23198
Table 7.1 from Tobias's book.
Summary Table for report
[16 empty] | Employment ('000) | Capacity (GW) | Empl.Intensity (000 empl./GW)
[15 empty] | Total Generation | 15.2213 | 43.91 | 0.34665
Satimviz subsubsector | Capacity GW | [13 empty] | Nuclear | 1.2 | 1.86 | 0.64516
ECoal_CB | 33.2 | [13 empty] | Other | 14.0213 | 42.05 | 0.33344
ECoal_WB | 3.72 | [13 empty] | Toral Transmission & other corporate | 9.773 | 34.2 | 0.28576
EGas | 0.42 | [13 empty] | Total Distribution | 47.2813 | 36.8822 | 1.282
EHydro | 0.67 | [13 empty] | Dist.Residential | 33.4115 | 10.6821 | 3.1278
EImports | 1.5 | [13 empty] | Dist.Commerce | 3.4039 | 6.0609 | 0.56161
ENuclear | 1.86 | [13 empty] | Dist.Industry | 9.6689 | 18.7765 | 0.51494
EOil | 2.46 | [13 empty] | Dist.Other | 0.79712 | 1.3627 | 0.58496
EPumpStorage | 1.58 | [13 empty] | Total Electricity Sector | 72.2757
[5 empty] | BWR | Tech | O&M job years | MW | O&M job years /GW | Life | Annual O&M Jobs/GW | Capacity Factor | Annual TWh | Annual Jobs/TWh | Cumul TWh | Job years/TWh |  |  |  |  | Plant | O&M Jobs | MW | Annual O&M Jobs/GW | Capacity Factor | TWh | Jobs/TWh | Job years/GW
[5 empty] | 1 | PV | 6117 | 632 | 9678.7975 | 25 | 387.1519 | 28% | 1.5502 | 157.8408 | 38.7542 | 157.8408 |  | 1 | Arnot | 1 | Arnot | 677 | 2220 | 304.955 | 75% | 14.5854 | 46.4163
[5 empty] | 2 | PV | 3809 | 417 | 9134.2926 | 25 | 365.3717 | 28% | 1.0228 | 148.9611 | 25.5704 | 148.9611 |  | 1 | 677 | 2 | Camden | 324 | 1520 | 213.1579 | 75% | 9.9864 | 32.4441
[5 empty] | 3 | PV | 7513 | 435 | 17271.2644 | 25 | 690.8506 | 28% | 1.067 | 281.6579 | 26.6742 | 281.6579 |  | 2 | Camden | 3 | Duvha | 696 | 3480 | 200 | 75% | 22.8636 | 30.4414
[5 empty] | 1 | Wind | 2461 | 634 | 3881.7035 | 20 | 194.0852 | 36.37% | 2.0199 | 60.9179 | 40.3986 | 60.9179 |  | 2 | 324 | 4 | Grootvlei | 427 | 1080 | 395.3704 | 75% | 7.0956 | 60.1781
[5 empty] | 2 | Wind | 2238 | 563 | 3975.1332 | 20 | 198.7567 | 36.37% | 1.7937 | 62.3842 | 35.8745 | 62.3842 |  | 3 | Duvha | 5 | Hendrina | 644 | 1900 | 338.9474 | 75% | 12.483 | 51.5902
[5 empty] | 3 | Wind | 8506 | 787 | 10808.1321 | 20 | 540.4066 | 36.37% | 2.5074 | 169.6185 | 50.1478 | 169.6185 |  | 3 | 696 | 6 | Kendal | 668 | 3840 | 173.9583 | 75% | 25.2288 | 26.4777
[5 empty] | 1 | CSP | 1382 | 150 | 9213.3333 | 30 | 307.1111 | 40% | 0.5256 | 87.6459 | 15.768 | 87.6459 |  | 4 | Grootvlei | 7 | Komati | 331 | 900 | 367.7778 | 75% | 5.913 | 55.9784
[5 empty] | 2 | CSP | 1180 | 50 | 23600 | 30 | 786.6667 | 40% | 0.1752 | 224.5053 | 5.256 | 224.5053 |  | 4 | 427 | 8 | Kriel | 701 | 2880 | 243.4028 | 75% | 18.9216 | 37.0476
[5 empty] | 3 | CSP | 1730 | 200 | 8650 | 30 | 288.3333 | 40% | 0.7008 | 82.2869 | 21.024 | 82.2869 |  | 5 | Hendrina | 10 | Lethabo | 628 | 3540 | 177.4011 | 75% | 23.2578 | 27.0017
[18 empty] | 5 | 644 | 11 | Majuba | 508 | 3840 | 132.2917 | 75% | 25.2288 | 20.1357
[6 empty] | PV average (round 1-2) |  |  | 9406.545 |  | 376.2618 |  |  | 153.4009 |  |  |  | 6 | Kendal | 12 | Matimba | 476 | 3720 | 127.957 | 75% | 24.4404 | 19.4759
[6 empty] | Wind average (round 1-3) |  |  | 6221.6563 |  | 311.0828 |  |  | 97.6402 |  |  |  | 6 | 668 | 13 | Matla | 659 | 3480 | 189.3678 | 75% | 22.8636 | 28.8231
[6 empty] | CSP average (round 1-3) |  |  | 13821.1111 |  | 460.7037 |  |  | 131.4794 |  |  |  | 7 | Komati | 15 | Tutuka | 649 | 3540 | 183.3333 | 75% | 23.2578 | 27.9046
[18 empty] | 7 | 331 |  | Average Coal |  |  | 205.5648 |  |  | 31.2884
[5 empty] | Summary | [12 empty] | 8 | Kriel | [9 empty] | http://www.eskom.co.za/Whatweredoing/ElectricityGeneration/KoebergNuclearPowerStation/TheKoebergExperience/Pages/The_Koeberg_Experience.aspx
[6 empty] | jobs/TWh |  |  |  | jobs/GW | [7 empty] | 8 | 701 |  | Koeberg | 1200 | 1860 | 645.1613 | 80% | 13.0349 | 92.0607
[6 empty] | PV | Wind | Coal | Nuclear | PV | Wind | Coal | Nuclear |  |  |  |  | 9 | Kusile
[5 empty] | REIPPP round 1,2 | 153.4009 | 61.651 |  |  | 376.2618 | 196.4209 | [6 empty] | 9 | 247
[5 empty] | REIPPP round 3 | 281.6579 | 169.6185 |  |  | 690.8506 | 540.4066 | [6 empty] | 10 | Lethabo | [9 empty] | http://www.energy.gov.za/files/IEP/2016/IEP-AnnexureB-Macroeconomic-Assumptions.pdf
[5 empty] | McKinsey/IEP | 107 | 127 | 28 | 60 | 262.4496 | 404.6235 | 183.96 | 420.48 |  |  |  |  | 10 | 628
[5 empty] | EIA_2017 | 43.793 | 21.5225 |  |  | 107.4156 | 68.5709 | [6 empty] | 11 | Majuba |  |  |  | GW | Employees | jobs/GW/yr |  | jobs/TWh
[5 empty] | Eskom |  |  | 35.6858 | 92.0607 |  |  | 205.5648 | 645.1613 |  |  |  |  | 11 | 508 |  | Ecoal (Eskom only) |  | 35.84 | 7388 | 206.1384 | This seems too low
[5 empty] | This Study | 153.4009 | 97.6402 | 50.7526 | 92.0607 | 376.2618 | 311.0828 | 333.4443 | 645.1613 |  |  |  |  | 12 | Matimba |  | EHydro |  | 0.67 |  | 0
[18 empty] | 12 | 476 |  | ENuclear |  | 1.86 | 1200 | 645.1613
[18 empty] | 13 | Matla |  | EOil |  | 2.46 |  | 0
[18 empty] | 13 | 659 |  | EPumpStorage |  | 1.58 |  | 0
[18 empty] | 14 | Medupi |  |  |  | 42.41
[18 empty] | 14 | 293 |  |  |  | GW | jobs
[18 empty] | 15 | Tutuka |  | Total Gx |  | 43.91 | 15221.3333
[18 empty] | 15 | 649 |  | Balancing Nuclear with average |  | 42.05 | 14021.3333 | 333.4443 | Will use this | 50.7526
From SAM
|  |  |  | Total employed in electricity sector: | [13 empty] | CAMDEN | 1520
[7 empty] | 2012 | [10 empty] | GROOTVLEI | 360
|  |  |  | flab-p | nat | base | 3.7306 | [10 empty] | KOMATI | 200
|  |  |  | flab-m | nat | base | 4.2457 | [10 empty] | ARNOT | 2220
|  |  |  | flab-s | nat | base | 14.0477 | [10 empty] | DUVHA | 3480
|  |  |  | flab-t | nat | base | 50.2919 | [10 empty] | HENDRINA | 1900
[18 empty] | KENDAL | 3840
|  |  |  | Total |  |  | 72.316 | [10 empty] | KRIEL | 2880
|  |  |  | Total Employed at Eskom |  |  | 44 | [10 empty] | LETHABO | 3540
|  |  |  | Munics |  |  | 28.316 | [10 empty] | MAJUBA DRY | 1830
|  |  |  | Eskom Distribution |  |  | 28.316 | [10 empty] | MAJUBA WET | 2010
[18 empty] | MATIMBA | 3720
|  |  |  | Eskom (Gx+ Other) |  |  | 15.684 | [10 empty] | MATLA | 3480
|  |  |  | Generation |  |  | 8.588 | [10 empty] | TUTUKA | 3540
|  |  |  | Other (Tx+Head office) |  |  | 7.096 | [10 empty] | KELVIN A | 50
[18 empty] | KELVIN B | 160
[18 empty] | PRETORIA WEST | 90
|  |  |  | From NERSA |  |  |  | Head Office/other | [9 empty] | ROOIWAL | 180
[5 empty] | Generation | Transmission | Tx+Other Corporate | Other corporate | Finance+HR | Eskom Rotek | New build | Distribution | Total |  |  |  |  | Sasol Infrachem | 150
|  |  |  | Eskom Optimal staffing vision in 2019 | 10.107 | 2.005 |  | 2.135 | 1.889 | 5.164 | 1.441 | 10.508 | 33.249 |  |  |  |  | Sasol SSF | 500
|  |  |  | Eskom 2012 | 12.42 | 1.67 |  | 7.83 |  |  |  | 22.08 | 44 |  |  |  |  | OCGT liquid fuels Existing | 180
|  |  |  | Munics 2012 | 1.08 |  |  | 3.716 |  |  |  | 23.48 | 28.276 |  |  |  |  | OCGT liquid fuels Existing | 1350
|  |  |  | Combined 2012 | 13.5 | 1.67 |  | 11.546 |  |  |  | 45.56 | 72.276 |  |  |  |  | OCGT liquid fuels Existing | 750
|  |  |  | This Study | 15.2213 |  | 9.773 |  |  |  |  | 47.2813 | 72.2757 |  |  |  |  | OCGT liquid fuels Existing | 180
[5 empty] | 21.06% |  | 65.42% |  |  |  |  | 13.52% | [5 empty] | Hydro Existing Region | 1500
|  |  |  | Model 2050 |  |  | 40.9914
|  |  |  | Transmission Capacity |  | GW | 34.2 | [10 empty] | Hydro existing South Africa | 65
|  |  |  | Empl. (Tx only) |  | 000 empl./GW | 0.04883 | [10 empty] | Hydro existing South Africa | 360
|  |  |  | Empl. (Tx+HQ) |  |  | 0.28576 | [10 empty] | Hydro existing South Africa | 240
[18 empty] | Nuclear Existing | 1860
Distribution Details
|  |  |  | Customer Category | Total Customers (million)
|  |  |  | Domestic | 31.0056
|  |  |  | Agriculture | 0.10855
|  |  |  | Mining | 0.001125
|  |  |  | Manufacturing/industrial | 0.031539
|  |  |  | Commercial | 0.32747
|  |  |  | Transport | 0.000616
|  |  |  | General | 0.012408
|  |  |  | Redistributors | 0.00103
|  |  |  | Total | 31.4884
[5 empty] | Weighting | 0.6 |  | 0.4
|  |  |  | Satim sub-Sectors | BY Customers (m) | Share | BY Capacity (GW) | Share | weighted Share | Employment | 2012 Employment '000 empl./GW | If Include Eskom vision
|  |  |  | EDist Residential | 31.0056 | 98.47% | 10.6821 | 28.96% | 70.67% | 33.4115 | 3.1278 | 25.2341 | 2.3623
|  |  |  | EDist Agriculture | 0.10855 | 0.3447% | 0.912 | 2.473% | 1.196% | 0.56546 | 0.62002 | 0.42706 | 0.46827
|  |  |  | EDist Industry | 0.045072 | 0.1431% | 18.7765 | 50.91% | 20.45% | 9.6689 | 0.51494 | 7.3024 | 0.38891
|  |  |  | EDist Commercial | 0.3285 | 1.043% | 6.0609 | 16.43% | 7.199% | 3.4039 | 0.56161 | 2.5708 | 0.42416
|  |  |  | Edist Transport | 0.000616 | 0.001956% | 0.4507 | 1.222% | 0.49% | 0.23167 | 0.51401 | 0.17497 | 0.38821
|  |  |  | Total | 31.4884 |  | 36.8822 |  |  | 47.2813 |  | 35.7093
Note on H104: Bruno: includes head office. Rotek split into 3.

## SAM
| aagri | afore | afish | acoal | agold | amore | amine | acoil | angas | ahydr | afood | abevt | atext | aclth | aleat | afoot | awood | apapr | aprnt | apetr | abchm | aochm | arubb | aplas | aglas | anmet | airon | anfrm | ametp | amach | aemch | asequ | avehi | atequ | afurn | aoman | aelec | awatr | acons | atrad | ahotl | awtrp | aatrp | atrps | altrp-p | altrp-f | acomm | afsrv | absrv | agsrv | aosrv | cagri | cfore | cfish | ccoal-low | ccoal-hgh | cmore | cmine | ccoil | cngas | chydr | cfood | cbevt | ctext | cclth | cleat | cfoot | cwood | cpapr | cprnt | cpetr_p | cpetr_d | cpetr_o | cbchm | cochm | crubb | cplas | cglas | cnmet | ciron | cnfrm | cmetp | cmach | cemch | csequ | cvehi | ctequ | cfurn | coman | celec | cwatr | ccons | ctrad | chotl | cptrp-l | cftrp-l | cptrp-o | cftrp-o | ctrps | ccomm | cfsrv | cbsrv | cgsrv | cosrv | cimpt | trc | flab-p | flab-m | flab-s | flab-t | fcap | fegy | ent-n | ent-e | hhd-0 | hhd-1 | hhd-2 | hhd-3 | hhd-4 | hhd-5 | hhd-6 | hhd-7 | hhd-8 | hhd-91 | hhd-92 | hhd-93 | hhd-94 | hhd-95 | gov | atax | dtax | mtax | stax | utax | utax-cl | utax-ch | s-i | s-e | dstk | row | total
aagri | [51 empty] | 158068.4304 | [88 empty] | 158068.4304
afore | [52 empty] | 17544.3648 | [87 empty] | 17544.3648
afish | [53 empty] | 4528.0377 | [86 empty] | 4528.0377
acoal | [54 empty] | 37700.0145 | 54595.8156 | 6800.5681 | 8328.3632 | [82 empty] | 107424.7613
agold | [56 empty] | 75527.9855 | 5328.4482 | [82 empty] | 80856.4338
amore | [56 empty] | 205995.5029 | 20022.2923 | [82 empty] | 226017.7953
amine | [56 empty] | 1157.5917 | 57434.72 | [82 empty] | 58592.3117
acoil | [58 empty] | 3874.0706 | [81 empty] | 3874.0706
angas | [59 empty] | 4646.752 | [80 empty] | 4646.752
ahydr | [60 empty] | 1 | [79 empty] | 1
afood | [61 empty] | 265777.3538 | [78 empty] | 265777.3538
abevt | [62 empty] | 83271.309 | [77 empty] | 83271.309
atext | [63 empty] | 27058.6393 | [76 empty] | 27058.6393
aclth | [64 empty] | 43502.8834 | [75 empty] | 43502.8834
aleat | [65 empty] | 8783.8423 | [74 empty] | 8783.8423
afoot | [66 empty] | 8710.712 | [73 empty] | 8710.712
awood | [67 empty] | 44160.0745 | [72 empty] | 44160.0745
apapr | [68 empty] | 75485.2879 | [71 empty] | 75485.2879
aprnt | [69 empty] | 41840.7684 | [70 empty] | 41840.7684
apetr | [70 empty] | 66798.9472 | 62229.5732 | 14431.0757 | [67 empty] | 143459.596
abchm | [73 empty] | 119797.8796 | [66 empty] | 119797.8796
aochm | [74 empty] | 118993.6132 | [65 empty] | 118993.6132
arubb | [75 empty] | 16407.1474 | [64 empty] | 16407.1474
aplas | [76 empty] | 38482.9327 | [63 empty] | 38482.9327
aglas | [77 empty] | 12175.1244 | [62 empty] | 12175.1244
anmet | [78 empty] | 43034.0268 | [61 empty] | 43034.0268
airon | [79 empty] | 139745.0992 | [60 empty] | 139745.0992
anfrm | [80 empty] | 58378.0834 | [59 empty] | 58378.0834
ametp | [81 empty] | 86497.117 | [58 empty] | 86497.117
amach | [82 empty] | 91469.0366 | [57 empty] | 91469.0366
aemch | [83 empty] | 53698.9175 | [56 empty] | 53698.9175
asequ | [84 empty] | 36473.6911 | [55 empty] | 36473.6911
avehi | [85 empty] | 179750.3135 | [54 empty] | 179750.3135
atequ | [86 empty] | 19232.4157 | [53 empty] | 19232.4157
afurn | [87 empty] | 19730.9959 | [52 empty] | 19730.9959
aoman | [88 empty] | 49317.2603 | [51 empty] | 49317.2603
aelec | [89 empty] | 141552.7617 | [50 empty] | 141552.7617
awatr | [90 empty] | 50240.6432 | [49 empty] | 50240.6432
acons | [91 empty] | 372366.4062 | [48 empty] | 372366.4062
atrad | [92 empty] | 702232.0495 | [47 empty] | 702232.0495
ahotl | [93 empty] | 79471.1221 | [46 empty] | 79471.1221
awtrp | [96 empty] | 1.0075 | 2408.4689 | [42 empty] | 2409.4764
aatrp | [96 empty] | 26558.8253 | 6352.6184 | [42 empty] | 32911.4437
atrps | [98 empty] | 59348.0088 | [41 empty] | 59348.0088
altrp-p | [94 empty] | 124177.475 | [45 empty] | 124177.475
altrp-f | [95 empty] | 388513.5336 | [44 empty] | 388513.5336
acomm | [99 empty] | 173682.6821 | [40 empty] | 173682.6821
afsrv | [100 empty] | 542473.2902 | [39 empty] | 542473.2902
absrv | [101 empty] | 958314.0362 | [38 empty] | 958314.0362
agsrv | [102 empty] | 728487.0909 | [37 empty] | 728487.0909
aosrv | [103 empty] | 615574.1494 | [36 empty] | 615574.1494
cagri | 4873.0525 | 516.4924 | 53.6241 | 11.5051 | 1.2098 | 3.851 | 3.674 | 0.24245 | 0.29081 | 0.00084247 | 67143.4893 | 9550.3817 | 4935.6507 | 38.0746 | 3907.4486 | 846.8229 | 26.2075 | 128.9299 | 64.6474 | 112.9668 | 100.9267 | 664.4378 | 925.1602 | 10.2719 | 14.4406 | 59.6351 | 10.5234 | 76.3723 | 53.894 | 134.4267 | 86.1143 | 12.279 | 114.9889 | 60.192 | 24.6387 | 1540.4332 | 20.5037 |  | 2270.209 | 28.447 | 338.4422 | 0.033918 | 0.44395 | 0.39271 | 0.46332 | 1.4496 | 2.3389 |  | 163.7014 | 251.7342 | 3757.6832 | [63 empty] | 5149.7561 | 6412.2468 | 7179.2137 | 7530.358 | 6911.5527 | 7586.8894 | 6625.4026 | 6035.4471 | 7104.76 | 1650.8515 | 1574.51 | 1725.9653 | 8564.7507 | 3261.0285 | [10 empty] | -3225.7776 | 22873.751 | 199903.846
cfore | [16 empty] | 5300.333 | 7049.7814 | 63.2304 |  |  | 24.1006 | 20.9368 | [11 empty] | 286.0753 | 16.1423 | [14 empty] | 35.6324 | [63 empty] | 846.0679 | 1291.9227 | 910.8321 | 847.2917 | 590.8733 | 660.1521 | 443.0325 | 83.8343 | 293.4649 | 53.7179 | 31.8761 | 20.0832 | 66.7946 | 256.8904 | [10 empty] | 261.1678 | 388.5787 | 19842.8125
cfish | [10 empty] | 3108.3256 | [24 empty] | 117.5364 | 5.6411 |  |  |  | 204.1414 | 0.089877 | 1.1764 | 1.0406 | 1.2277 | 3.8412 | 6.1977 |  | 35.2373 | 113.1045 | 418.2351 | [63 empty] | 27.1676 | 46.7716 | 26.2273 | 57.2799 | 17.0291 | 92.5671 | 21.4967 | 37.4232 | 166.5126 | 43.8978 | 38.9939 | 51.6369 | 588.0738 | 49.7754 | [10 empty] | 168.1125 | 1083.6672 | 6532.4277
ccoal-low |  |  |  | 1061.9495 | [5 empty] | 0.0024919 | [9 empty] | 7876.8156 | 298.5282 | 86.0003 | 56.9121 | 10.2215 | [12 empty] | 28309.5847 | [103 empty] | 37700.0145
ccoal-hgh | 22.0021 |  |  |  | 399.5076 | 2738.6235 | 401.5646 | 28.5065 | 34.1921 |  | 655.1849 | 119.9424 | 958.7577 | 260.6664 | 16.6575 | 4.8351 | 637.186 | 913.6809 | 98.3152 | [5 empty] | 25.3819 | 1693.7535 | 2875.6522 | 35.3817 | 47.0564 | 112.9474 | 61.9366 | 15.6435 | 14.051 | 18.5759 | 105.3648 | 45.1227 |  | 232.3224 |  |  | 9.0267 |  |  | 23.1517 |  |  | 19.4535 |  | 29.4102 | 107.5997 | 25.9158 | [63 empty] | 11.9092 | 20.1241 | 53.6571 | 48.9774 | 46.9979 | 116.9472 | 74.3391 | 20.1121 | 4.4543 |  |  |  | 6.4591 | 17.6298 | [11 empty] | 48585.1615 | 61794.1393
cmore | [6 empty] | 0.16764 | 0.011062 | 0.013269 | [7 empty] | 10.1391 |  | 0.3428 | 7.8662 | [5 empty] | 0.19349 | 31371.2019 | 8525.261 | 1957.2795 | 1699.4876 | 1860.9467 | 491.8251 | 2785.3202 | 239.596 |  | 204.5827 | [12 empty] | 991.8345 |  | 6.4501 | [87 empty] | 1657.6412 | 242693.7613 | 294503.9212
cmine | 3440.049 | 365.8167 | 37.1273 | 251.6279 | 92.246 | 635.6862 | 163.7585 | 10.8314 | 12.9917 | 0.056736 | 190.3046 | 0.079826 | 24.2272 |  |  |  | 572.6977 |  | 348.7851 | 2.6233e-08 | 6796.8305 | 3603.8 |  | 554.3246 | 1708.4691 | 14163.2746 | 165.937 |  |  | 517.1264 |  | 7.6299 | 131.9375 | 0.22744 | 4.9364 | 5446.2636 | 0.152 | 40.2427 | 12804.4889 |  | 33.8022 | 18.2717 | 239.1617 | 211.4477 | 249.6084 | 780.9488 | 1259.3893 |  | 1274.8643 | 2517.4258 | 7462.124 | [63 empty] | 34.829 | 58.8537 | 156.9221 | 143.2361 | 137.447 | 131.5339 | 83.6113 | 22.6207 | 12.7363 |  |  |  | 18.4685 | 50.4089 | [10 empty] | 1138.9734 | 51726.4098 | 119855.0215
ccoil | [19 empty] | 79901.886 | [120 empty] | 79901.886
cngas |  |  |  | 7.3324 | 2.688 | 18.5238 | 5.1615 | 0.31563 | 0.37858 | 0.010012 | 418.1286 | 0.17539 | 2.1437 |  |  |  | 50.6748 | 599.3718 | 30.862 | 7357.472 | 1199.4671 | 635.9787 |  | 97.8241 | 245.4276 | 2034.6044 | 2265.455 | 331.616 | 165.937 | 45.7576 |  | 0.67512 | 11.6744 | 0.020125 | 0.4368 | 481.9095 | 410.048 | 0.021632 | 1132.9978 |  | 0.01817 |  |  | 0.11366 |  |  | 0.67696 |  | 0.68528 | 1.3532 | 4.0111 | [88 empty] | 1.6955 | 17561.6434
chydr | [45 empty] | 1 | [94 empty] | 1
cfood | 9886.1109 | 1046.9189 | 109.671 | 3.2405 |  |  | 0.71061 | 0.046893 | 0.056246 | 0.011787 | 54794.7268 | 5996.753 | 27.7672 | 4.0558 | 271.4213 |  | 1.8768 | 331.1853 |  | 0.024616 | 1412.1073 | 3209.7683 |  | 0.098207 |  | 93.4247 |  |  |  | 15.8225 | [5 empty] | 1721.6012 | 219.1311 |  |  | 1702.6742 | 4484.4653 | 2.6595 | 34.8106 | 30.7929 | 36.3293 | 113.6632 | 183.3939 |  | 6846.3505 | 2969.8808 | 7458.5429 | [63 empty] | 16555.5243 | 20056.9847 | 22745.854 | 23895.2803 | 23699.5881 | 25424.8848 | 27220.7384 | 28393.3164 | 39134.7435 | 8636.1384 | 9189.6394 | 9537.3853 | 11025.031 | 13573.7951 | [10 empty] | 4885.773 | 28462.3649 | 415447.1358
cbevt |  |  |  | 510.884 | 31.4222 | 142.5122 | 153.0879 | 10.1023 | 12.1172 | 2.844e-05 | 509.8879 | 12545.4658 | [8 empty] | 3.4071 | 0.59932 | [13 empty] | 8.2669 |  |  |  |  | 16089.3671 | 48.5944 | 636.0403 | 562.6434 | 663.7527 | 2076.6803 | 3350.6341 |  | 3.587 | 1859.2816 | 8199.0356 | [63 empty] | 1946.5416 | 3293.7577 | 5118.441 | 6478.4476 | 8196.901 | 10491.8366 | 12636.751 | 14350.5852 | 22716.8092 | 4904.1755 | 5562.2308 | 5476.1745 | 8938.9297 | 9755.8486 | [10 empty] | 2472.7463 | 13913.7874 | 183671.3332
ctext | [9 empty] | 0.00016384 | 50.5715 | 394.8704 | 8368.2334 | 18257.5259 | 23.5926 | 382.6776 | 81.3308 | 47.7228 | 588.9969 | 39.7072 | 19.628 | 306.5863 | 1160.8812 | 142.0196 |  | 108.4045 |  |  | 175.2456 | 49.7478 | 11.6132 |  | 1434.924 | 14.9272 | 723.7611 | 396.1638 | [5 empty] | 0.055439 | 0.72564 | 0.64189 | 0.7573 | 2.3694 | 3.8229 | 3.0176 | 0.41094 | 26.841 | 942.1605 | [63 empty] | 5.2376 | 21.6155 | 49.3889 | 45.4779 | 69.7141 | 79.7261 | 54.8023 | 115.5278 | 189.4729 | 33.3517 | 50.0278 | 71.9781 | 124.4557 | 169.0114 | [10 empty] | 751.0867 | 1251.8628 | 36842.6715
cclth | 2028.0366 | 214.3092 | 22.7116 | 205.0701 | 114.8757 | 831.7005 | 183.4648 | 12.1069 | 14.5216 |  |  |  | 887.1286 | 2381.9724 | 59.4694 | 137.8218 |  | 842.7629 |  |  |  | 985.6336 |  | 18.9016 |  |  |  |  | 0.49837 | 109.1005 | 37.8331 | 136.0748 | 1373.1451 | 13.2308 | 55.2182 | 162.8552 | 40.7842 |  | 2565.6786 | 1535.4276 | 102.7284 | 12.0612 | 157.871 | 139.6505 | 164.7666 | 515.5045 | 831.7703 | 6.4808 | 256.0386 | 1063.2132 | 2609.3363 | [63 empty] | 2687.561 | 3690.4004 | 4661.5373 | 5496.2122 | 5975.2169 | 6754.9173 | 8298.2489 | 10318.1685 | 14249.1575 | 3352.9754 | 3271.6766 | 3344.9439 | 5208.8777 | 5540.4055 | [8 empty] | 20.8607 | 1.1112 | 25.7838 | 5675.8937 | 109403.7037
cleat |  |  |  | 79.3006 | 17.1351 | 132.8365 | 21.7387 | 1.4345 | 1.7207 |  |  |  | 69.9137 | 1101.7258 | 339.795 | 1963.1505 |  | 60.4691 | 2.2357 |  |  |  |  | 22.4907 | [8 empty] | 4579.8732 |  | 541.8085 | 43.134 | [12 empty] | 0.051445 | 94.5111 | 324.1338 | [63 empty] | 87.3549 | 131.863 | 147.7675 | 196.6943 | 223.2703 | 262.1799 | 293.5812 | 478.5155 | 658.7852 | 147.8948 | 265.8106 | 209.322 | 299.9749 | 356.9462 | [8 empty] | 0.025813 | 0.001375 | -228.695 | 1345.0071 | 14273.7581
cfoot |  |  |  | 62.71 | 115.8322 | 810.6529 | 146.1312 | 9.6432 | 11.5666 |  |  |  |  | 37.221 | 64.9869 | 1167.2682 | [19 empty] | 0.30523 |  | 19.9239 | 697.6704 | 286.3746 | [8 empty] | 0.3417 | 468.1136 | 924.737 | [63 empty] | 599.7285 | 848.8275 | 1076.5617 | 1356.85 | 1484.2537 | 1719.9506 | 2213.6402 | 2611.7769 | 3328.423 | 867.9381 | 761.2374 | 823.3467 | 1035.1555 | 953.9356 | [10 empty] | 186.5685 | 946.7545 | 25638.427
cwood | 1001.0613 | 74.7047 | 3.791 | 127.5079 | 131.8331 | 975.4923 | 790.4491 | 52.1618 | 62.5655 | 0.0087913 | 4112.4741 | 2845.9747 | 191.6266 | 76.2694 | 9.0408 | 61.2516 | 9836.5878 | 1893.643 | 94.8248 | 909.5007 | 1053.1835 | 2434.7149 | 16.4868 | 96.6415 | 92.342 | 656.5225 | 404.8062 | 55.9236 | 657.5264 | 239.5332 | 81.8509 | 123.6653 | 1217.85 | 171.8209 | 5395.6664 | 434.7325 | 313.7889 | 52.7949 | 4748.9946 | 2991.5143 | 91.652 | 13.6209 | 180.1134 | 251.4164 | 313.1429 | 979.7288 | 1226.7727 |  | 1085.4629 | 1021.843 | 3392.1173 | [63 empty] | 57.1101 | 57.627 | 68.5977 | 60.2119 | 57.9221 | 81.0414 | 69.0254 | 129.9122 | 251.607 | 78.2896 | 76.9053 | 71.0709 | 154.0512 | 202.3058 | [10 empty] | 278.4255 | 5029.9801 | 59771.082
cpapr | 61.5581 | 27.6709 | 6.3189 | 36.9463 | 29.0824 | 236.4655 | 59.3715 | 3.9179 | 4.6994 | 0.0021682 | 3625.6332 | 2467.6391 | 239.6035 | 139.2242 | 13.9012 | 104.5085 | 401.2723 | 21194.2736 | 12336.2441 | 161.7636 | 259.7404 | 3332.8267 | 19.0172 | 5126.78 | 42.5632 | 408.658 | 112.7503 | 93.5663 | 135.3647 | 226.8782 | 141.5574 | 81.8497 | 945.646 | 5.5059 | 163.9894 | 784.8224 | 102.0021 | 9.7429 | 562.838 | 19698.2124 | 64.5048 | 19.0487 | 264.0843 | 281.4445 | 340.4924 | 1065.297 | 1448.9317 | 215.2889 | 11850.7512 | 1394.8882 | 3808.2007 | [63 empty] | 258.8777 | 407.5416 | 543.8892 | 743.3267 | 754.5095 | 825.4026 | 1062.0312 | 1435.5533 | 2113.2229 | 584.4183 | 448.99 | 475.1616 | 748.2454 | 670.7131 | [10 empty] | -161.0841 | 11741.8595 | 116809.9984
cprnt | 14.0665 | 6.323 | 2.2461 | 6.1536 | 4.5944 | 31.6969 | 5.4125 | 0.35717 | 0.42841 | 9.8792e-05 | 95.0855 | 8.0494 | 27.8568 | 8.5532 | 0.91545 | 5.4929 | 13.7374 | 1309.0057 | 2836.5419 | 13.1751 | 11.8351 | 133.3305 | 5.8384 | 36.6454 | 2.243 | 9.1787 | 16.1105 | 5.329 | 24.4499 | 37.2917 | 17.3058 | 1891.299 | 42.5286 | 2.393 | 8.0646 | 211.9828 | 82.8615 | 6.9263 | 120.1054 | 20913.5631 | 172.6543 | 5.2195 | 76.0005 | 84.1337 | 84.067 | 263.0199 | 479.0687 | 648.0972 | 19052.4418 | 2306.4642 | 5832.7803 | [63 empty] | 66.8723 | 159.3111 | 182.2553 | 262.521 | 315.3512 | 578.004 | 1029.9771 | 1594.9435 | 2824.8318 | 658.4031 | 771.3964 | 693.1703 | 1060.3984 | 1421.1077 | [8 empty] | 1.0858 | 0.057835 | 1005.2246 | 1175.3952 | 70773.228
cpetr_p | [44 empty] | 23072.8356 | 43355.1034 | [68 empty] | 255.258 | 399.8864 | 618.5228 | 739.8885 | 1293.3484 | 2651.6871 | 4092.1097 | 6989.3234 | 17519.7656 | 5065.1203 | 4718.1943 | 5602.8557 | 7597.6805 | 7250.7545 | [11 empty] | 9249.4803 | 140471.8147
cpetr_d | 7150.9024 | 757.3614 | 82.082 | 1384.0852 | 1085.764 | 7639.7946 | 1171.5972 | 77.3139 | 92.7341 | [8 empty] | 38.6336 | [18 empty] | 3253.9456 |  | 2725.2601 | 46.9044 | 0.71571 |  |  |  | 24643.8527 | 91471.7827 | 105.4794 | 1.7449 | 64.3576 | 19.0907 | 26.4743 | [63 empty] | 35.9368 | 56.2985 | 87.0796 | 104.1662 | 182.0858 | 373.3213 | 576.1131 | 984.0012 | 2466.5435 | 713.0997 | 664.2573 | 788.8055 | 1069.6495 | 1020.8071 | [8 empty] | 234.182 | 12.4742 |  | 6932.4153 | 158141.1131
cpetr_o | 401.2412 | 42.496 | 4.6057 | [7 empty] | 157.4816 | [15 empty] | 263.7623 |  | 0.087838 | [9 empty] | 3090.3275 | 246.0402 | 3.7543 | 528.3981 | 6915.4578 |  |  |  | 553.2995 | 9.1532 | 337.5921 | 100.1413 | 138.8728 | [63 empty] | 142.9645 | 223.9678 | 346.4214 | 414.3957 | 724.3768 | 185.5264 | 286.3062 | 489.011 | 29.9884 | 8.6699 | 8.0761 | 9.5904 | 13.0049 | 12.4111 | [8 empty] | 265.5523 | 14.1452 |  | 12045.4015 | 28012.5213
cbchm | 14340.3057 | 1520.0947 | 159.0848 | 250.5034 | 371.379 | 2597.4415 | 576.2372 | 38.026 | 45.6102 | 0.40333 | 2384.594 | 2134.4154 | 2538.797 | 421.6092 | 257.4234 | 664.1492 | 447.9055 | 4549.8327 | 228.8305 | 11066.6718 | 48318.4532 | 29661.6819 | 5370.4948 | 11973.0947 | 106.0623 | 407.8598 | 1856.7158 | 7303.1456 | 270.4411 | 976.0497 | 1318.6779 | 351.1777 | 1621.2933 | 13.38 | 667.4751 | 1140.4389 | 185.959 | 464.095 |  | 223.8358 | 225.473 | 2.2465 | 29.4043 | 26.0106 | 30.687 | 95.0102 | 154.9107 | 1.6188 | 351.7142 | 405.0598 | 3426.23 | [63 empty] | 63.8135 | 76.6396 | 89.1054 | 146.6197 | 150.0934 | 270.1566 | 323.919 | 595.9898 | 1031.4056 | 343.5254 | 351.7943 | 290.8999 | 501.1034 | 371.3923 | [10 empty] | 3484.183 | 39268.0276 | 208930.6799
cochm | 3927.905 | 416.3925 | 44.4985 | 1700.7078 | 1266.7562 | 8918.964 | 1678.0195 | 110.7327 | 132.8183 | 0.07596 | 2388.9223 | 334.6938 | 557.7991 | 266.9033 | 39.966 | 44.2758 | 647.3747 | 2520.0034 | 2058.5882 | 3122.6753 | 9099.9055 | 12213.0794 | 1074.0218 | 724.8582 | 34.246 | 752.8857 | 920.3703 | 75.0941 | 914.0887 | 306.622 | 319.7595 | 73.2865 | 1929.1668 | 33.6656 | 347.7773 | 514.1352 | 368.7405 | 405.9149 | 4918.4536 | 2647.3476 | 392.7123 | 30.0967 | 393.9331 | 348.4723 | 411.1135 | 1286.249 | 2075.3325 | 171.2072 | 25022.2247 | 12226.3342 | 7600.8827 | [63 empty] | 2112.9132 | 2806.2476 | 3485.4525 | 3720.3179 | 4067.1813 | 4560.3107 | 5355.3186 | 6661.4105 | 12311.9256 | 3243.595 | 3855.0589 | 3946.0968 | 5424.2347 | 10046.9689 | [10 empty] | 4293.5527 | 13182.8907 | 206883.5252
crubb | 432.2468 | 44.9047 | 6.028 | 832.9584 | 390.6016 | 2715.7243 | 450.2205 | 29.7101 | 35.6358 | 0.00038729 |  |  | 15.0862 | 90.5276 | 0.98442 | 407.9671 | 108.8802 | 1.3098 | 36.6983 |  | 46.3967 | 66.8446 | 691.0256 | 252.0045 |  | 1.3893 |  |  | 25.9055 | 420.7914 | 5.5593 | 63.4236 | 2553.9297 | 53.2726 | 66.852 | 753.5587 | 8.9717 | 56.2346 |  | 113.398 |  | 62.5458 | 818.7029 | 724.2382 | 854.59 | 2673.7521 | 4314.2928 | 49.1972 | 424.0784 | 553.6347 | 699.7076 | [63 empty] | 6.2651 | 12.5527 | 44.2247 | 80.5672 | 146.7533 | 242.9086 | 622.2913 | 982.482 | 2839.9744 | 854.9115 | 554.8711 | 698.1854 | 852.0882 | 1324.8762 | [8 empty] | 2.6072 | 0.13888 | 419.0883 | 3797.4469 | 35436.0146
cplas | 484.3841 | 51.6106 | 6.875 | 255.1712 | 122.1773 | 1153.7553 | 237.0075 | 15.6402 | 18.7596 | 0.0047119 | 8254.4283 | 3756.2325 | 516.548 | 458.3443 | 41.4211 | 101.9609 | 722.7302 | 591.4739 | 411.1183 | 283.2731 | 564.4775 | 5430.8154 | 327.9597 | 1979.5457 | 2758.2209 | 245.9315 | 218.9931 | 71.1498 | 400.2324 | 659.8623 | 1512.2388 | 493.573 | 4156.5133 | 22.9744 | 839.834 | 1154.2293 | 13.2903 | 12.6283 | 11312.5471 | 12667.4778 |  | 2.5104 | 34.1046 | 92.7949 | 120.7323 | 377.7347 | 368.7003 |  | 1148.3314 | 77.3412 | 3951.8128 | [63 empty] | 64.0527 | 102.8459 | 149.4525 | 161.2827 | 220.1325 | 262.9827 | 384.4465 | 622.589 | 1080.6132 | 237.1707 | 417.4342 | 328.6445 | 574.284 | 413.6964 | [8 empty] | 9.0428 | 0.48168 | 815.5586 | 3725.7092 | 78069.8931
cglas | 35.4032 | 3.9785 |  | 30.4562 | 13.0089 | 112.0732 | 20.0346 | 1.3221 | 1.5858 | 7.8279e-05 | 324.5869 | 3262.5204 | 1.0257 |  | 0.011327 |  | 129.2675 |  | 25.2969 | 6.3809 | 9.3776 | 1319.8332 |  | 6.0344 | 2586.9588 | 23.1832 | 0.74502 | 0.89409 | 5.0389 | 134.9506 | 79.1369 | 264.626 | 1275.6251 | 107.7231 | 210.6445 | 25.9811 | 134.5174 | 31.1512 | 1461.3812 | 57.373 | 64.3718 | 1.1284 | 14.77 | 13.0653 | 15.4145 | 48.2271 | 77.8138 |  | 91.0274 | 409.9958 | 906.3587 | [63 empty] | 66.2491 | 128.198 | 138.2314 | 149.3718 | 276.981 | 276.4894 | 282.73 | 399.3357 | 833.2177 | 199.9088 | 502.4887 | 208.5361 | 471.7222 | 1345.9333 | [8 empty] | 0.087736 | 0.0046734 | 634.7099 | 896.126 | 20154.6222
cnmet | 506.9018 | 56.8859 | 7.5911 | 138.0844 | 69.0785 | 493.6004 | 213.6479 | 14.0987 | 16.9106 |  |  |  | 0.11427 |  |  |  | 51.0077 | 34.7301 | 0.98666 | 98.2344 |  | 257.3896 |  | 285.0124 | 137.5145 | 5041.493 | 272.2681 | 16.7937 | 94.0689 | 75.1384 | 39.4406 |  | 1206.1695 | 1.3424 | 24.6962 | 515.6437 | 139.5814 | 57.4612 | 48695.6709 | 1058.2159 | 179.9348 | 16.6482 | 217.9089 | 192.7601 | 227.4196 | 711.5267 | 1148.0425 | 7.3488 | 696.4125 | 1392.8608 | 5319.4445 | [63 empty] | 40.59 | 6.2516 | 15.329 | 17.017 | 6.1289 | 181.9007 | 83.4469 | 422.9162 | 634.8253 | 212.9207 | 249.3025 | 233.746 | 567.4033 | 613.2595 | [8 empty] | 13.6958 | 0.72953 | 1749.7542 | 3394.0442 | 78173.3415
ciron | 160.0365 | 16.35 |  | 122.2502 | 156.8223 | 1097.8186 | 245.7607 | 16.2178 | 19.4524 | 0.0014487 |  |  | 140.9647 | 2.5768 | 2.7409 | 26.1106 | 393.9364 |  | 2.2058 | 125.4446 | 173.5568 | 179.7512 | 410.99 | 121.3266 |  | 122.7401 | 19797.4408 | 16285.9403 | 27599.5072 | 15398.1294 | 4228.5593 | 364.9484 | 17784.9559 | 1539.1798 | 545.1472 | 361.8157 | 930.7389 | 152.3908 | 16406.7059 |  |  | 15.2311 | 199.3506 | 176.3455 | 208.0139 | 650.8123 | 1050.0253 |  | 4.8776 | 280.8461 | 1543.3303 | [87 empty] | 9705.3618 | 69556.1851 | 208322.8939
cnfrm | 50.239 | 5.0179 |  | 41.3941 | 54.6985 | 377.6577 | 112.176 | 7.4025 | 8.8789 | 0.0044859 | 2.4371 |  | 97.6213 |  |  |  | 152.6314 | 123.9896 | 153.3127 | 280.4696 | 537.4053 | 212.5362 |  | 164.1752 | 0.69528 | 89.3605 | 19639.3865 | 9639.0489 | 12797.3451 | 1537.3086 | 8673.6501 | 155.1274 | 15093.4049 | 12.9614 | 409.7784 | 796.4682 |  | 69.0874 |  |  |  | 0.37208 | 4.8703 | 4.3081 | 5.0829 | 15.9029 | 25.6593 |  | 0.13049 | 81.565 | 168.836 | [85 empty] | 247.8104 | 13.2001 | -6958.3562 | 56749.1554 | 121654.207
cmetp | 4518.7848 | 470.5009 | 43.7531 | 1467.4706 | 954.5397 | 6710.2502 | 1643.4661 | 108.4525 | 130.0833 | 0.0081078 |  | 36.7468 | 34.3934 | 64.7953 | 96.5908 | 100.0602 | 499.2372 | 2092.5291 | 341.9648 |  | 971.3011 | 75.9473 | 219.6391 | 1619.9364 |  | 138.7443 | 1561.6354 | 1.7127 | 4666.5399 | 12460.1296 | 1866.1743 | 161.5979 | 5601.7684 | 307.0285 | 1776.8048 | 1226.5421 | 1075.2228 | 542.0475 | 33972.5974 | 4968.9336 | 205.0182 | 11.3887 | 149.0667 | 131.8629 | 155.5717 | 486.7366 | 785.3441 | 87.1994 | 4148.9138 | 3223.8833 | 7582.3963 | [63 empty] | 137.7881 | 193.0619 | 249.1178 | 276.6165 | 301.2983 | 466.2952 | 401.2501 | 692.545 | 1399.162 | 237.7725 | 521.6653 | 277.9719 | 855.2069 | 1442.2834 | [8 empty] | 814.3274 | 43.3768 | 5361.7253 | 15223.1248 | 138389.9008
cmach | 3707.7735 | 392.5672 | 37.2543 | 2667.4663 | 1788.9214 | 12603.808 | 2284.895 | 150.7805 | 180.8536 | 1.8796e-05 | 19.6672 |  | 0.026695 |  |  |  | 40.1652 |  | 0.41619 |  | 2.2517 | 328.653 | 0.85929 | 17.8257 |  |  | 495.4381 | 10.9434 | 1676.9395 | 9247.0003 | 6108.2568 | 331.8792 | 4112.5232 | 2424.3839 | 4.8287 | 31.4864 | 489.5365 | 520.4226 | 2408.5002 | 4937.0121 | 21.3822 | 11.1528 | 145.9807 | 129.1324 | 152.3547 | 476.6715 | 769.1097 | 42.0697 | 9563.5235 | 5221.1341 | 1982.6712 | [63 empty] | 17.5507 | 38.4518 | 73.8136 | 103.8473 | 154.8492 | 203.604 | 261.9789 | 575.27 | 1814.8674 | 673.7209 | 448.2979 | 715.7449 | 1079.7006 | 1408.6083 | [8 empty] | 103005.352 | 3566.4109 | 24413.2911 | 33481.7866 | 247575.664
cemch | 255.0698 | 26.3389 | 3.3022 | 848.9848 | 300.3179 | 2130.4894 | 425.3154 | 28.0666 | 33.6645 | 2.1909e-05 |  |  | 7.9547 | [5 empty] | 0.11863 |  | 2.6246 |  |  | 35.8267 | 49.238 |  | 80.0088 |  | 560.1996 | 3276.444 | 2408.8703 | 5164.4423 | 1642.6252 | 745.6079 | 2.9301 | 85.3306 | 4248.9393 | 334.0787 | 14723.1414 | 1150.508 | 78.0987 | 15.8522 | 207.4957 | 183.549 | 216.5714 | 677.5859 | 1093.3074 | 14.188 | 1876.0532 | 2154.4727 | 5794.2827 | [63 empty] | 344.0341 | 736.1279 | 1056.0901 | 1216.1469 | 1463.6051 | 1525.7808 | 2181.7645 | 2389.3827 | 3942.8463 | 986.3773 | 939.56 | 1254.58 | 1368.3349 | 2508.8009 | [8 empty] | 40820.3085 | 1413.344 | 4939.2528 | 12778.8629 | 132747.095
csequ |  |  |  | 372.4547 | 97.7756 | 685.4143 | 120.2377 | 7.9345 | 9.517 | 0.00032246 | [5 empty] | 167.0334 |  |  | 649.2703 |  | 38.63 | 100.2284 |  | 0.89718 |  |  | 26.2376 |  | 176.0206 | 9460.5138 | 8424.6368 | 7732.641 | 11883.0908 | 426.2988 |  | 52.6268 | 6.63 | 30.2503 |  | 2131.3848 | 6.0732 | 18.5756 | 243.1466 | 215.0856 | 253.7978 | 794.0562 | 1281.2597 | 726.1353 | 2835.6919 | 21686.6625 | 15700.2741 | [63 empty] | 325.7046 | 555.4724 | 775.5183 | 953.8991 | 1207.1661 | 1541.7237 | 1799.5619 | 2822.47 | 4678.8709 | 1628.6892 | 1227.3728 | 1548.5662 | 3166.8247 | 3922.6704 | [8 empty] | 25499.9693 | 1358.3068 | -15339.8083 | 8532.2198 | 132565.6809
cvehi | 740.9091 | 78.0683 | 7.4622 | 1374.3825 | 422.9414 | 4320.3534 | 742.8622 | 49.0216 | 58.7989 |  | 582.1918 | 158.8073 | 36.1528 | 1126.0775 | 4.6511 | 13.0611 | 161.8466 |  | 102.1981 |  |  |  |  | 64.9621 | 104.0725 |  |  | 29.0793 | 557.3508 | 1080.3702 | 1482.4499 | 37.2537 | 59899.8741 | 2041.7655 | 43.0702 | 78.8607 | 331.1983 | 16.4594 |  | 9844.5547 |  | 94.993 | 1270.8464 |  | 9020.8299 | 30358.0786 |  |  |  | 15592.9936 | 12351.8448 | [63 empty] | 6.7001 | 5.7135 | 41.9072 | 18.8978 | 108.5046 | 168.7184 | 478.2891 | 2666.0692 | 9946.489 | 5127.0562 | 7870.0312 | 11023.1708 | 18688.1198 | 49476.0921 | [8 empty] | 83877.8662 | 4467.9222 | 6203.4698 | 51704.8647 | 406160.5753
ctequ | 71.3142 | 7.5426 | 0.75356 | 11.4557 | 26.9752 | 189.0679 | 44.9 | 2.963 | 3.5539 | [19 empty] | 774.6662 | 219.333 | 1443.3586 |  | 433.36 | 4517.9704 | 56.4308 | 0.91589 |  |  |  | 4.0105 |  | 12.4886 | 163.4647 | 144.5995 | 170.6008 | 533.758 | 861.2166 |  | 0.57413 | 694.4898 | 89.23 | [63 empty] | 116.7539 | 103.4186 | 115.2791 | 72.9793 | 159.9913 | 156.657 | 167.6145 | 253.0861 | 355.9836 | 40.6134 | 148.5519 | 115.6824 | 152.7741 | 1346.5063 | [8 empty] | 14107.595 | 751.4692 | 3739.1546 | 11898.2295 | 44281.3331
cfurn |  |  |  | 4.0269 | 4.0823 | 30.8408 | 5.2312 | 0.34521 | 0.41406 |  |  |  |  | 16.2751 |  |  | 402.7535 | 2.1434 | [5 empty] | 120.0468 |  |  | 5.355 |  | 16.2828 | 5.8629 | 18.1899 | 7.8542 |  |  | 242.6482 | 15.2867 |  | 10.6814 | 256.8707 | 1377.5284 | 23.6139 | 1.5584 | 20.3974 | 18.0432 | 21.2873 | 66.6014 | 107.4602 | 75.1818 | 1690.3041 | 190.1127 | 1043.9721 | [63 empty] | 238.3997 | 420.2015 | 750.077 | 914.5406 | 1298.8013 | 1306.4865 | 1613.8951 | 2121.1193 | 3012.6042 | 637.8728 | 959.1148 | 908.3924 | 1660.0064 | 1690.7473 | [8 empty] | 5665.1383 | 301.7649 | -528.6547 | 5220.4142 | 33992.1737
coman |  |  |  | 6.587 | 2.1076 | 14.8808 | 3.8132 | 0.25163 | 0.30182 | 0.00028787 | 8857.7033 | 1.5049 | 1.0529 | 4961.272 | 1111.9337 | 0.65628 | 1178.3896 | 8.1869 | 114.9472 | 0.27978 | 34.4865 | 11.5846 | 0.42948 | 54.2357 | 0.75709 | 10.7936 | 7108.3241 | 680.975 | 1141.9912 | 203.8747 | 91.5402 | 13.7761 | 5.3387 | 36.7667 | 41.5222 | 10079.7105 | 8.2584 | 0.89186 | 11.0745 | 446.1636 | 11.5971 | 4.9244 | 65.068 | 60.0254 | 71.2306 | 222.859 | 345.7774 | 220.7969 | 2357.9218 | 2950.1597 | 1302.3484 | [63 empty] | 637.9019 | 506.3555 | 611.9824 | 596.0799 | 609.9789 | 984.6452 | 852.8034 | 1684.5429 | 3126.7345 | 928.5676 | 1351.1959 | 1526.5252 | 1922.1204 | 2700.1185 | [8 empty] | 1014.7422 | 54.0523 | 168.1521 | 16627.7771 | 79763.3485
celec | 2928.2762 | 310.9835 | 32.073 | 2299.4065 | 12716.8424 | 14100.0889 | 1519.5785 | 100.2772 | 120.2774 | 0.09603 | 2748.3119 | 298.983 | 913.3475 | 330.5245 | 44.615 | 84.5926 | 784.2174 | 2311.869 | 350.0237 | 8234.3413 | 3526.2754 | 1553.6441 | 93.3833 | 135.2263 | 184.2153 | 296.1371 | 7087.8059 | 12745.4768 | 897.8154 | 894.2958 | 488.7999 | 161.088 | 1878.9101 | 268.1787 | 270.0212 | 457.6877 |  | 426.3878 | 954.4758 | 4365.4059 | 1065.968 | 4.8561 | 35.3184 | 279.1238 | 653.9223 | 2045.924 | 518.6215 | 700.3691 | 15677.4356 | 1697.9866 | 4421.3276 | [63 empty] | 627.5549 | 949.52 | 1149.6781 | 1368.0698 | 1654.6004 | 1963.2305 | 2486.1871 | 4063.63 | 6164.0295 | 1577.4429 | 1403.3224 | 1531.848 | 1842.8981 | 2800.481 | [11 empty] | 3257.6276 | 146854.9293
cwatr | 688.0787 | 74.234 | 8.79 | 526.0655 | 272.3296 | 4972.9349 | 412.0503 | 27.1913 | 32.6145 | 0.00092197 | 350.8414 | 1370.368 | 31.6992 | 15.4997 | 2.0906 | 4.4269 | 30.1254 | 74.2624 | 16.5345 | 66.9698 | 110.4498 | 61.5469 | 17.5171 | 25.4038 | 16.8619 | 34.5855 | 395.5262 | 199.1974 | 40.8561 | 23.8068 | 22.9687 | 7.8677 | 55.734 | 5.2748 | 10.9288 | 24.6869 | 26.8042 | 17457.2823 | 112.4543 | 3014.557 | 130.4739 | 0.8284 | 6.025 | 47.6163 | 111.5705 | 349.0702 | 81.9902 | 84.0677 | 2639.3614 | 549.5233 | 668.018 | [63 empty] | 228.7574 | 472.4371 | 506.9877 | 754.6847 | 923.9518 | 1179.0392 | 1521.4631 | 1890.3981 | 3118.3095 | 1138.4239 | 839.0784 | 837.1433 | 1146.4545 | 1465.5569 | [10 empty] | 600.1514 | 614.6749 | 52547.4749
ccons | 35.2338 | 3.7322 | 0.40793 | 40.4479 | 58.9237 | 196.5089 | 14.487 | 0.956 | 1.1467 | 0.00033828 | 67.1199 | 32.3855 | 2.3032 | 11.9459 | 0.45468 | 8.7774 | 35.5131 | 5.9377 | 167.2702 | 284.735 | 40.5248 | 11.3494 | 0.87315 | 9.1742 | 0.77674 | 4.1523 | 54.1717 | 24.0129 | 40.3861 | 38.2704 | 480.8633 | 10.6324 | 39.784 | 7.8311 | 1.2365 | 25.252 | 4.5525 | 4062.7042 | 1418.4907 | 59.6432 | 61.807 | 1.3575 | 13.9519 | 131.2201 | 208.5966 | 652.6354 | 492.7396 | 11.6052 | 90278.1198 | 191.4788 | 224.3417 | [63 empty] | 10.0279 | 20.6137 | 50.368 | 44.1241 | 66.8745 | 94.266 | 191.4931 | 266.5111 | 703.2931 | 158.426 | 226.5344 | 205.0655 | 350.4127 | 404.702 | [8 empty] | 262214.4876 | 13967.3787 | 250.4566 | 730.9566 | 379526.8138
ctrad | 99.5128 | 10.4374 | 0.95339 | 19.2893 | 21.1271 | 39.1999 | 6.8459 | 0.45176 | 0.54186 | 0.00052119 | 161.8354 | 107.7933 | 29.0412 | 18.6242 | 4.486 | 7.3548 | 29.3976 | 123.2333 | 61.2437 | 20.82 | 62.437 | 96.1111 | 7.5506 | 28.0664 | 4.974 | 24.7569 | 137.5236 | 29.3429 | 50.3272 | 48.6088 | 35.5491 | 11.5353 | 142.2409 | 21.5876 | 20.7183 | 13.131 | 35.9232 | 6.2393 | 72.1476 | 1428.9442 | 82.2146 | 8.9698 | 103.542 | 171.2951 | 364.5252 | 1140.4884 | 1070.4549 | 73.877 | 44806.5061 | 208.5618 | 372.9846 | [54 empty] | 651295.7985 | [32 empty] | 255.1491 | 4800.5303 | 707794.8016
chotl | 6.8303 |  |  | 55.0688 | 20.9149 | 147.5844 | 24.7542 | 1.6335 | 1.9593 | 0.00059119 | 108.7637 | 53.3422 | 15.5803 | 13.1901 | 3.6014 | 5.8561 | 33.7603 | 47.9427 | 83.508 | 34.6087 | 70.8237 | 97.3021 | 13.8478 | 112.7231 | 7.8456 | 40.9211 | 30.1533 | 10.9185 | 67.2583 | 115.2289 | 72.4891 | 38.2098 | 143.1637 | 7.5057 | 13.1735 | 34.1111 | 134.1453 | 16.2863 | 645.4526 | 2364.4674 | 339.8435 | 18.7636 | 587.5085 | 524.1612 | 870.4206 | 2723.2811 | 2521.3068 | 66.2858 | 5817.7088 | 993.7443 | 11987.9389 | [63 empty] | 413.6739 | 928.9708 | 1435.5496 | 1773.9608 | 2343.9886 | 3079.0897 | 4433.6121 | 6530.8294 | 10591.0937 | 3769.6482 | 4009.4956 | 3818.5155 | 5173.8949 | 7177.4895 | [10 empty] | 1256.3985 | 22369.2273 | 110251.3275
cptrp-l |  |  |  | 274.6576 |  | 347.8763 | 65.2519 | 4.306 | 5.1648 | 0.0018989 | 730.3996 | 336.1826 | 163.4789 | 150.863 | 16.4543 | 48.5169 | 170.1366 | 175.3041 | 457.8707 | 57.7041 | 227.4791 | 664.6254 | 66.4409 | 167.1435 | 47.9611 | 138.4255 | 559.3551 | 81.2496 | 320.0956 | 453.606 | 175.8081 | 178.6696 | 559.3634 | 96.8546 | 56.301 | 68.3965 | 8.6621 | 262.1242 | 587.0278 | 6246.5354 | 1621.9881 | 44.7957 | 774.7422 | 1139.8172 |  | 8510.0935 | 5491.4486 | 302.8663 | 8929.4791 | 4435.8506 | 1717.2002 | [63 empty] | 2612.0579 | 4079.2857 | 5244.7959 | 6672.5459 | 7692.3673 | 9382.3571 | 11130.6225 | 11101.4847 | 9149.2551 | 1576.3526 | 1477.2842 | 1794.8857 | 2121.2286 | 3525.6684 | [10 empty] | 121.1526 | 19567.1154 | 144187.0347
cftrp-l | 22170.5965 | 2349.3925 | 250.1537 | 2838.6637 | 768.1607 | 2410.0922 | 904.3005 | 59.6749 | 71.577 | 0.1637 | 5360.1226 | 734.4517 | 300.5913 | 158.3667 | 26.7653 | 105.8832 | 1142.9431 | 1467.4394 | 430.6112 | 1470.4001 | 19611.3035 | 8450.505 | 564.8399 | 457.7079 | 98.4714 | 2627.3444 | 18364.021 | 107.3209 | 404.8271 | 375.8795 | 1189.3724 | 44.9781 | 827.382 | 16.8175 | 582.3231 | 317.4564 | 5450 | 170.202 | 8718.5136 | 28479.4308 | 297.7 | 1.1575 | 62.1116 | 10785.831 |  | 2197.5921 | 43028.2976 | 1121.0089 | 29964.3142 | 13155.4521 | 12825.5489 | [54 empty] | 130063.4586 | [8 empty] | 19.2934 | 21.7141 | 17.8204 | 32.2213 | 36.673 | 39.9957 | 86.2454 | 62.1936 | 162.2137 | 11.192 | 34.5082 | 141.328 | 56.0109 | 34.5553 | [10 empty] | 258.6162 | 17289.6949 | 401685.7956
cptrp-o |  |  |  | 50.7937 |  | 64.3343 | 12.0673 | 0.79632 | 0.95515 | 0.00035116 | 135.0761 | 62.1718 | 30.2329 | 27.8998 | 3.043 | 8.9725 | 31.4641 | 32.4198 | 84.6761 | 10.6715 | 42.0687 | 122.9122 | 12.2872 | 30.9106 | 8.8697 | 25.5996 | 103.4441 | 15.0258 | 59.1967 | 83.8874 | 32.513 | 33.0422 | 103.4456 | 17.9118 | 10.412 | 12.6489 | 1.6019 | 48.4758 | 108.5617 | 1155.2 | 299.9616 | 8.2843 | 143.2766 | 210.7916 |  | 1573.81 | 1015.5584 | 56.0104 | 1651.3689 | 820.3419 | 317.5696 | [63 empty] | 483.0597 | 754.4007 | 969.9438 | 1233.9841 | 1422.5842 | 1735.1217 | 2058.4363 | 2053.0477 | 1692.0131 | 291.522 | 273.2008 | 331.9363 | 392.2884 | 652.0178 | [10 empty] | 22.4053 | 3618.635 | 26665.1597
cftrp-o | 483.9413 | 51.2827 | 5.4604 | 61.9625 | 16.7675 | 52.6077 | 19.7391 | 1.3026 | 1.5624 | 0.0035733 | 117.0011 | 16.0317 | 6.5613 | 3.4568 | 0.58423 | 2.3112 | 24.9482 | 32.0314 | 9.3994 | 32.096 | 428.0769 | 184.4582 | 12.3294 | 9.9909 | 2.1494 | 57.3499 | 400.8511 | 2.3426 | 8.8366 | 8.2047 | 25.9617 | 0.98179 | 18.0602 | 0.36709 | 12.711 | 6.9295 | 21.9508 | 3.7152 | 190.3083 | 621.651 | 6.4982 | 0.025265 | 1.3558 | 235.4339 |  | 47.9692 | 939.2246 | 24.4695 | 654.0631 | 287.1581 | 279.957 | [54 empty] | 2936.0463 | [8 empty] | 0.42114 | 0.47398 | 0.38899 | 0.70333 | 0.8005 | 0.87303 | 1.8826 | 1.3576 | 3.5408 | 0.2443 | 0.75325 | 3.0849 | 1.2226 | 0.75428 | [10 empty] | 5.6451 | 377.4006 | 8768.0251
ctrps |  |  |  | 15693.9157 | 4250.4623 | 13355.577 | 4994.5666 | 329.5921 | 395.3291 | 0.0032563 | 1140.4122 | 431.3822 | 134.8964 | 118.5528 | 20.0172 | 44.7397 | 186.7489 | 409.1564 | 228.129 | 474.9475 | 390.1017 | 608.8814 | 75.8589 | 114.4733 | 37.6786 | 176.4532 | 803.4328 | 193.9894 | 379.6975 | 351.0565 | 227.7512 | 88.4971 | 1077.712 | 56.7321 | 104.2901 | 123.5625 |  |  | 1810.0293 | 1803.8055 |  | 1.2931 | 16.9257 | 194.8952 | 261.3142 | 817.5727 |  |  | 5614.6673 |  | 6.6011 | [63 empty] | 15.2617 | 34.4086 | 51.4371 | 79.4186 | 92.6554 | 137.1976 | 257.2455 | 323.1004 | 720.2875 | 172.869 | 183.1588 | 190.7047 | 322.4144 | 410.9069 | [10 empty] | 140.6714 | 930.4912 | 61607.9296
ccomm |  |  |  | 80.484 | 14.2138 | 36.963 | 83.4696 | 5.5082 | 6.6068 | 0.00066446 | 333.6811 | 106.5159 | 54.2529 | 30.7177 | 2.5661 | 31.0389 | 74.5199 | 56.4446 | 512.7476 | 26.4641 | 79.6006 | 197.6318 | 12.9093 | 32.0081 | 31.8805 | 52.1514 | 46.1607 | 12.882 | 62.911 | 106.0933 | 77.0886 | 10569.0907 | 254.8125 | 18.8511 | 16.8655 | 34.9681 | 161.7154 | 8.3129 | 200.955 | 3449.4855 | 124.1902 | 0.17513 | 10.9135 | 152.9968 | 75.5888 | 236.4944 | 233.7431 | 220.0774 | 152450.2553 |  | 1471.9452 | [63 empty] | 4.9357 | 10.0531 | 12.8435 | 21.2364 | 16.416 | 95.9051 | 34.232 | 80.9885 | 149.3739 | 131.0213 | 58.3847 | 199.9677 | 88.7428 | 123.6087 | [10 empty] | 242.7444 | 1686.0595 | 174815.4619
cfsrv | 8516.1631 | 451.1784 | 541.0824 | 3306.4418 | 457.7479 | 7542.7804 | 5876.5105 | 387.7917 | 465.1365 | 0.0033448 | 1887.3222 | 555.5475 | 445.462 | 595.7094 | 117.5776 | 155.9488 | 645.0532 | 361.6252 | 684.6089 | 209.3406 | 400.7015 | 1708.8501 | 191.5609 | 480.4527 | 102.2489 | 450.161 | 694.0406 | 322.7234 | 1309.5309 | 1486.6942 | 493.6421 | 674.661 | 811.3853 | 130.2785 | 442.0953 | 508.9128 | 3447.0129 | 1048.4654 | 5160.231 | 30039.4413 | 1766.1476 | 57.8216 | 756.515 | 3398.605 | 1450.3816 | 4537.8026 | 2174.3525 | 176416.0196 | 86895.8338 | 10575.072 | 21557.656 | [63 empty] | 612.3474 | 1049.0327 | 1384.9259 | 1816.9656 | 2197.4034 | 3464.7098 | 6125.7366 | 12885.3816 | 33839.9424 | 9646.2134 | 12779.3371 | 14212.4654 | 19500.2782 | 23143.864 | [10 empty] | 907.9567 | 26621.2387 | 562880.1277
cbsrv | 607.9112 | 61.1143 | 4.6426 | 1350.2209 | 6381.7368 | 5205.9281 | 872.595 | 57.5827 | 69.0675 | 0.028817 | 15218.6285 | 3640.3039 | 1235.1331 | 1099.9382 | 139.1369 | 413.7854 | 1829.1463 | 4333.5126 | 4461.2222 | 1340.1379 | 3452.2698 | 11449.6998 | 1060.6774 | 1294.6357 | 454.2724 | 1251.2269 | 4340.8013 | 715.3479 | 3736.7949 | 3391.062 | 2059.4716 | 1130.8329 | 6629.8472 | 783.0754 | 1309.612 | 1130.61 | 3155.5994 | 1203.224 | 45203.7183 | 108244.6749 | 9689.403 | 105.7493 | 6135.456 | 5065.6269 | 9770.9328 | 30570.2755 | 22116.5578 | 22114.2342 | 79497.6459 | 65628.51 | 90644.4428 | [63 empty] | 3327.4956 | 4647.6227 | 5729.7603 | 7457.5921 | 9516.3827 | 13470.3991 | 20851.4607 | 35225.4023 | 78952.4184 | 24201.4488 | 24600.3246 | 30447.912 | 42045.9705 | 48536.0939 | [8 empty] | 45612.8277 | 2429.6584 | 1966.2137 | 43587.0051 | 1034264.0497
cgsrv | [41 empty] | 4.6943 | 54.1888 | 89.6468 | 190.774 | 596.8739 | 560.2225 | 84.8426 |  | 55310.8222 | 6982.9233 | [63 empty] | 65.9615 | 152.4061 | 256.9986 | 325.5493 | 409.2249 | 556.897 | 922.9922 | 1549.9869 | 3379.9714 | 1139.9903 | 938.992 | 1609.9864 | 1235.9244 | 3736.8751 | 650868 | [9 empty] | 114.8938 | 620.0914 | 731759.7296
cosrv | 4521.9611 | 464.1426 | 92.7984 | 685.0798 | 1858.3874 | 1851.3167 | 682.1806 | 45.0172 | 53.9958 | 0.013973 | 15327.2419 | 2871.8047 | 758.2034 | 6541.7442 | 1505.7953 | 191.963 | 2156.2124 | 3235.483 | 1617.3551 | 535.515 | 1673.9764 | 2773.0188 | 213.5652 | 743.1147 | 134.9722 | 656.1774 | 3623.9837 | 764.4919 | 1324.0393 | 1337.006 | 2086.9866 | 480.7515 | 3701.7411 | 564.148 | 537.4624 | 2143.661 | 161.5007 | 233.1969 | 51150.9922 | 94939.7744 | 15561.4984 | 25.8211 | 311.911 | 967.8311 | 10246.3831 | 32057.8149 | 3230.5627 | 59429.9616 | 45535.1141 | 11186.1514 | 9730.1624 | [63 empty] | 2034.0629 | 3486.9447 | 5032.9333 | 5995.7724 | 8533.7741 | 9927.5211 | 13781.8356 | 24080.1801 | 50613.7993 | 16128.6475 | 15569.1874 | 21143.7408 | 29801.4488 | 31395.3953 | [10 empty] | 1418.6061 | 19437.3432 | 660905.1766
cimpt | [36 empty] | 2551.487 | [100 empty] | 2681.4064 |  |  | 5232.8934
trc | [51 empty] | 23896.7343 | 1356.4779 | 1684.5361 |  | 5660.7799 | 222.1616 | 12882.0764 |  |  |  | 95511.7617 | 44873.531 | 4382.6276 | 20322.299 | 2299.443 | 4559.105 | 10749.42 | 26913.2394 | 22937.2877 | 39339.2668 | 44287.5708 | 7844.9335 | 37371.1347 | 41614.1653 | 6121.3343 | 26754.8237 | 4427.6372 | 24576.3091 | 48540.954 | 22655.2124 | 27679.5486 | 27490.6946 | 23177.7489 | 14441.0481 | 88408.8182 | 2365.2124 | 7385.5235 | 11133.1499 | [15 empty] | 428.7371 | [35 empty] | 784295.3033
flab-p | 4175.5808 | 838.9748 | 183.4183 | 1231.3533 | 2307.153 | 4749.2566 | 293.5898 | 19.374 | 23.2382 | 3.9238e-05 | 1661.4165 | 952.552 | 124.102 | 392.4782 | 1.8025 | 32.3779 | 1007.3336 | 139.939 | 188.8326 | 21.9833 | 4.7006 | 320.6544 | 70.643 | 198.7117 | 25.0427 | 572.4825 | 562.8737 | 49.8214 | 1209.6313 | 398.3427 | 356.1125 | 7.1614 | 369.9213 |  | 449.8694 | 176.3523 | 410.0455 | 649.9734 | 4245.1474 | 8550.8376 | 435.4362 |  | 45.214 | 283.078 | 805.3994 | 2519.8496 | 135.3086 | 756.3738 | 1649.2329 | 8841.6309 | 27712.4409 | [88 empty] | 483.8186 | 80640.8644
flab-m | 3685.9213 | 426.7666 | 161.909 | 1691.9171 | 4418.4705 | 6241.3215 | 991.8837 | 65.4545 | 78.5094 | 0.0087344 | 4309.6019 | 1008.2124 | 444.6927 | 1023.7197 | 76.3493 | 252.7456 | 1913.9363 | 693.9636 | 598.9277 | 184.1518 | 1046.3593 | 1381.5137 | 410.8289 | 1869.3682 | 279.524 | 861.7208 | 3728.5057 | 262.8709 | 3701.6285 | 1328.655 | 1163.9247 | 672.3719 | 1364.4123 | 625.2053 | 918.2387 | 525.8442 | 483.1842 | 734.5304 | 6865.1572 | 19808.6692 | 1377.8918 | 0.1239 | 39.3106 | 639.1282 | 1937.7801 | 6062.7242 | 732.8738 | 886.2782 | 5520.176 | 18261.0741 | 33898.4765 | [88 empty] | 879.1677 | 146535.9816
flab-s | 3662.3761 | 391.829 | 480.5208 | 4393.0383 | 11612.6684 | 13276.6797 | 1871.1295 | 123.4761 | 148.1033 | 0.032333 | 10160.5057 | 2348.5742 | 1182.4008 | 1450.4096 | 300.2156 | 371.3432 | 2380.181 | 1622.6753 | 2278.326 | 609.0216 | 3873.4287 | 4435.5251 | 1091.7747 | 4129.7835 | 1357.9007 | 1150.488 | 4437.6508 | 845.5103 | 7056.1629 | 3777.1255 | 1344.5007 | 383.8185 | 4113.4443 | 941.444 | 1740.231 | 1483.531 | 2443.7873 | 1397.5044 | 12365.2214 | 47167.7679 | 3916.6481 | 31.5321 | 474.9734 | 3519.0725 | 3586.8539 | 11222.1743 | 3958.7983 | 31939.0955 | 22290.0294 | 100681.4888 | 24549.1673 | [88 empty] | 2235.5101 | 372605.4507
flab-t | 6572.7755 | 618.269 | 311.0794 | 10171.7943 | 13987.4325 | 22811.4252 | 8437.6232 | 556.7998 | 667.8533 | 0.039351 | 18954.63 | 8562.0735 | 1689.1124 | 1953.0479 | 119.6563 | 652.5256 | 2081.462 | 4948.5979 | 8721.7793 | 3414.6863 | 4714.1707 | 14245.5631 | 1013.3409 | 4355.892 | 768.9178 | 1928.1768 | 4245.2988 | 2930.4212 | 7836.8396 | 11846.6536 | 2995.4442 | 2553.1423 | 13998.3108 | 2580.4443 | 759.0989 | 2042.4071 | 19860.7493 | 3563.3458 | 19779.4869 | 81615.5079 | 4969.244 | 64.8438 | 1939.1787 | 10336.2875 | 4773.6283 | 14935.2305 | 18775.4093 | 103999.4059 | 65644.8992 | 288581.0949 | 44783.1028 | [88 empty] | 5297.5036 | 882965.7033
fcap | 41346.07 | 5148.7773 | 1792.7636 | 48932.2626 | 16222.4451 | 73823.1573 | 19841.8051 | 1309.3633 | 1570.5151 | 0.043504 | 29397.2226 | 15742.1206 | 908.7048 | 108.1066 | 171.9604 | 76.4519 | 8451.5836 | 10376.233 | 281.3319 | 23286.4652 | 5211.7249 | 2789.7672 | 1042.6099 | 603.8704 | 366.4108 | 6802.6866 | 357.374 | 6037.0362 | 3054.123 | 7378.9381 | 156.4173 | 1463.4649 | 2677.953 | 364.3057 | 44.5347 | 11871.3847 |  | 15504.4478 | 47268.4416 | 164570.0315 | 14452.1178 | 1038.6533 | 8764.8881 | 16711.102 | 26956.1633 | 84337.6324 | 41934.0138 | 138835.4717 | 184184.5373 | 60407.297 | 204685.4263 | [88 empty] | 39605 | 1398265.209
fegy | [36 empty] | 61052.791 | [103 empty] | 61052.791
ent-n | [110 empty] | 781770.5976 |  | 231393 |  | 2.4166 | 55.5201 | 351.8543 | 692.1101 | 2518.0897 | 3882.3295 | 8701.0903 | 22471.2788 | 59735.5107 | 23474.9929 | 28032.9941 | 28412.2833 | 26260.3178 | 48368.2119 | 286816 | [5 empty] | 2.5011e-12 | -9.6634e-13 |  |  |  |  | 1552938.5976
ent-e | [111 empty] | 61052.791 | [21 empty] | -4.5475e-13 | [6 empty] | 61052.791
hhd-0 | [106 empty] | 6721.7425 | 4888.7621 | 2337.9644 | 406.6747 | 824.0326 |  | 503.8845 | [15 empty] | 28389.7306 | [10 empty] | 11.5646 | 44084.356
hhd-1 | [106 empty] | 9593.8802 | 6111.3315 | 4437.8585 | 1648.3934 | 1421.4242 |  | 774.1578 | [15 empty] | 36663.9502 | [10 empty] | 25.042 | 60676.0378
hhd-2 | [106 empty] | 11120.9091 | 8910.1433 | 10690.1774 | 3151.2733 | 2794.3078 |  | 1896.9278 | [15 empty] | 37083.0357 | [10 empty] | 47.2858 | 75694.0601
hhd-3 | [106 empty] | 11578.8644 | 14253.4791 | 12896.6463 | 5098.2669 | 4265.9946 |  | 3234.6677 | [15 empty] | 36403.26 | [10 empty] | 75.4304 | 87806.6095
hhd-4 | [106 empty] | 10862.6755 | 15477.5718 | 22963.6795 | 9392.4036 | 6004.3613 |  | 5625.0578 | [15 empty] | 33484.2149 | [10 empty] | 116.6008 | 103926.5652
hhd-5 | [106 empty] | 10202.0013 | 19876.8711 | 28952.672 | 22310.6756 | 9833.9734 |  | 11781.7031 | [15 empty] | 24472.0271 | [10 empty] | 164.8081 | 127594.7317
hhd-6 | [106 empty] | 8110.4985 | 18019.2156 | 50106.9867 | 36305.7906 | 15248.094 |  | 19850.166 | [15 empty] | 22413.9387 | [10 empty] | 341.1889 | 170395.8791
hhd-7 | [106 empty] | 5788.2118 | 26255.2805 | 54683.1667 | 88000.2374 | 29741.5545 |  | 40930.8288 | [15 empty] | 17500.8219 | [10 empty] | 688.3263 | 263588.4279
hhd-8 | [106 empty] | 4517.8301 | 18914.1538 | 83526.4253 | 208005.3396 | 94553.485 |  | 94320.9985 | [15 empty] | 17467.8588 | [10 empty] | 2494.3098 | 523800.4009
hhd-91 | [106 empty] | 268.9837 | 3219.4977 | 17955.7753 | 71632.8201 | 26770.4744 |  | 36043.5336 | [15 empty] | 7553.8129 | [10 empty] | 774.8973 | 164219.795
hhd-92 | [106 empty] | 298.2477 | 2788.1338 | 17603.509 | 67698.0575 | 41590.6797 |  | 43572.3827 | [15 empty] | 2796.7798 | [10 empty] | 1207.1869 | 177554.9771
hhd-93 | [106 empty] | 144.8273 | 1233.5536 | 22750.4508 | 76758.9202 | 43674.686 |  | 61021.0064 | [15 empty] | 1668.0925 | [10 empty] | 1316.0724 | 208567.6093
hhd-94 | [106 empty] | 491.5144 | 4196.829 | 13461.1978 | 143999.8122 | 36310.7932 |  | 68696.0265 | [15 empty] | 6632.6018 | [10 empty] | 838.2167 | 274626.9916
hhd-95 | [106 empty] | 350.9151 | 1319.4754 | 27513.9106 | 142099.5146 | 107350.1395 |  | 159228.6588 | [15 empty] | 4281.875 | [10 empty] | 3145.07 | 445289.5589
gov | [110 empty] | 77983 |  | 160078 |  | 1.8229 | 41.8799 | 265.4107 | 522.0724 | 1899.4451 | 2928.5183 | 6563.4053 | 16950.5321 | 45059.6826 | 17707.6536 | 21145.8445 | 21431.9498 | 19808.6795 | 36485.1033 | 153754 | 46078 | 466126 | 37470 | 285432 | [6 empty] | 1845 | 1419578
atax | -38.1877 | 147.753 | 17.7223 | 623.1089 | 835.0544 | 664.1635 | 243.4069 | 16.0625 | 19.2661 | -0.0084915 | 202.2458 | 469.1626 | 57.6824 | 90.996 | -4.3846 | 50.9834 | 120.5659 | 29.3404 | 232.384 | 498.3261 | -1017.2601 | 400.9328 | 11.243 | -39.5873 | 34.0667 | 69.5252 | 284.0235 | 40.8527 | 21.9768 | -163.0447 | 146.1855 | 65.7578 | -77.9405 | 40.9979 | 37.1712 | 93.0129 | -24.5618 | -277.1805 | 1020.1422 | 6167.5156 | 665.2878 | 40.7068 | 155.138 | 376.9748 | 506.5811 | 1584.9381 | 783.4608 | 3222.7649 | 19672.3353 | 5196.1439 | 2764.1962 | [89 empty] | 46078
dtax | [112 empty] | 177659.3396 | 4651.6604 | 45.71 | 105.6115 | 339.2091 | 628.0148 | 1863.9563 | 3247.5767 | 8174.0249 | 21702.0295 | 49030.8447 | 18418.2809 | 15945.1044 | 25895.958 | 35682.6057 | 102736.0737 | [12 empty] | 466126
mtax | [51 empty] | 263.0186 | 15.4707 |  |  | 108.3005 |  | 307.2169 |  |  |  | 2099.7692 | 351.4226 | 236.4824 | 5629.9292 | 90.6152 | 3004.1627 | 165.7645 | 426.5939 | 187.8661 | 78.6094 | 166.5717 | 8.994 | 797.9952 | 1153.771 | 1454.1782 | 1540.8734 | 247.5407 | 742.6134 | 426.6311 | 499.0182 | 503.9421 | 2522.8238 | 747.7065 | 291.7326 | 10669.059 | 1975.7465 | 170.1845 | 568.0306 | [15 empty] | 17.3655 | [35 empty] | 37470
stax | [51 empty] | 6187.341 | 690.3805 | 200.7165 |  | 1042.0646 | 1661.9809 | 5053.4933 |  |  |  | 16149.4585 | 49748.098 | 1052.2874 | 5045.9957 | 323.1038 | 789.0875 | 1635.4956 | 4504.8995 | 2484.4653 | 21272.9891 | 23948.8198 | 4242.2038 | 5477.6676 | 6907.3679 | 1158.9621 | 2249.0662 | 563.4041 | 2623.6319 | 4306.0377 | 1846.5739 | 2209.3319 | 3397.9938 | 3491.9804 | 3761.6972 | 14737.3678 | 1056.9553 | 1260.2946 | 4061.4006 | 3586.9016 | 1965.6229 | 6413.2735 | 3211.5998 | 2819.662 | -7733.8097 | 2725.4758 | -40.7094 | 1.4355 | 615.4441 | 426.0525 | 11928.4741 | 27564.087 | 2927.8876 | 23807.2104 | 70.7785 | [35 empty] | 285432
utax | 500.4851 | 53.1516 | 5.4817 | -607.6165 | -3360.4162 | -3725.9381 | -401.5475 | -26.4982 | -31.7832 | -0.025376 | -89.9381 | -9.7842 | -378.9959 | -137.152 | -18.5131 | -35.1019 | -325.413 | -911.4965 | -138.0032 | -7485.1809 | 4937.9708 | 2175.6239 | 130.7681 | 189.3622 | 312.7089 | 502.6982 | 180.5243 | -10231.2564 | 22.8671 | -371.0903 | -202.8288 | -66.8439 | -779.6585 | -111.2814 | -112.046 | -189.9187 |  | -176.9307 | -396.0622 | -938.1983 | -229.0942 | -0.74212 | -5.3975 | -42.6566 | -99.9344 | -312.6644 | -111.4604 | -150.521 | -3369.3415 | -364.9255 | -950.2168 | [63 empty] | 591.5412 | 895.0296 | 1083.7011 | 1289.5599 | 1559.6472 | 1850.5659 | 2343.5114 | 3830.4289 | 5810.292 | 1486.9176 | 1322.7894 | 1443.9393 | 1737.139 | 2639.7688 | [12 empty] | -4.5475e-13
utax-cl |  |  |  | -166.2618 | [5 empty] | -0.00036582 | [9 empty] | -1233.2163 | -43.8246 | -12.625 | -8.3548 | -1.5005 | [12 empty] | 1465.7834 | [103 empty] | 5.6843e-11
utax-ch | -4.4499 |  |  |  | -72.3617 | -496.0389 | -84.0907 |  |  |  | -180.9127 | -33.119 | -770.2889 | -209.4256 | -13.3831 | -3.8847 | -511.9305 | 1585.7145 | -78.9888 | [5 empty] | -11.2575 | -751.2236 | -161.5402 | -19.7219 | -2.6434 | -90.7446 | -49.7614 | -12.5683 | -11.2889 | -14.9243 | -84.6526 | -36.2527 |  | 832.5662 |  |  | 32.3487 |  |  | 82.968 |  |  | 69.715 |  | 105.3963 | 385.6014 | 92.8737 | [63 empty] | 26.5723 | 44.9015 | 119.7215 | 109.2799 | 104.8632 | 28.3808 | 18.0406 | 4.8808 | 9.6176 |  |  |  | 13.9462 | 38.0655 | [12 empty] | -9.6634e-13
s-i | [112 empty] | 436328.2579 | 17458.3068 | 1.9717 | 22.1154 | 65.527 | 57.6086 | 94.3626 | 206.5981 | 464.787 | 862.5864 | 2372.3625 | 418.4605 | 959.5339 | 2022.3225 | 2537.3143 | 6838.4494 | 15596 | [10 empty] | 156998.4429 | 643305.0076
s-e | [113 empty] | 31077.4352 | [26 empty] | 31077.4352
dstk | [136 empty] | 59877.4429 |  |  |  | 59877.4429
row | [51 empty] | 11488.3216 | 236.1186 | 119.1374 |  | 387.1786 | 3138.1305 | 10973.9431 | 76027.8154 | 12439.3595 |  | 35908.7926 | 5426.9726 | 4112.6347 | 34902.5965 | 2776.7536 | 8575.3597 | 3060.3275 | 9479.9777 | 3322.8406 | 12982.0022 | 27508.5776 | 1485.3144 | 45486.0027 | 38214.6078 | 10294.3926 | 9042.1971 | 2740.9158 | 7196.7603 | 15304.172 | 38275.3191 | 21499.9611 | 122695.1152 | 51630.7416 | 77597.5119 | 112595.0169 | 19651.0033 | 5445.1751 | 14683.5071 | 1715.266 | 341.2089 | 747.1341 | 2351.1523 | 27960.5434 | 27743.3694 | 10446.7862 | 146.0363 | 5.5023 | 1644.4767 | 706.7273 | 8478.3634 | 48385.9265 | 344.7512 | 21523.8167 | 4716.0122 |  | 589.7627 | 1071.6832 | 2725.0305 | 6457.5235 | 118127.6115 |  |  | 7865.3885 | 11.9963 | 33.5571 | 55.456 | 82.3362 | 126.6012 | 158.9322 | 357.0579 | 672.9183 | 2467.7512 | 618.4031 | 924.5877 | 914.3394 | 703.8743 | 1600.1891 | 35732 | [11 empty] | 1195258.6268
total | 158068.4304 | 17544.3648 | 4528.0377 | 107424.7613 | 80856.4338 | 226017.7953 | 58592.3117 | 3874.0706 | 4646.752 | 1 | 265777.3538 | 83271.309 | 27058.6393 | 43502.8834 | 8783.8423 | 8710.712 | 44160.0745 | 75485.2879 | 41840.7684 | 143459.596 | 119797.8796 | 118993.6132 | 16407.1474 | 38482.9327 | 12175.1244 | 43034.0268 | 139745.0992 | 58378.0834 | 86497.117 | 91469.0366 | 53698.9175 | 36473.6911 | 179750.3135 | 19232.4157 | 19730.9959 | 49317.2603 | 141552.7617 | 50240.6432 | 372366.4062 | 702232.0495 | 79471.1221 | 2409.4764 | 32911.4437 | 59348.0088 | 124177.475 | 388513.5336 | 173682.6821 | 542473.2902 | 958314.0362 | 728487.0909 | 615574.1494 | 199903.846 | 19842.8125 | 6532.4277 | 37700.0145 | 61794.1393 | 294503.9212 | 120330.5533 | 79901.886 | 17086.1115 | 1 | 415447.1358 | 183671.3332 | 36842.6715 | 109403.7037 | 14273.7581 | 25638.427 | 59771.082 | 116809.9984 | 70773.228 | 140471.8147 | 158141.1131 | 28012.5213 | 208930.6799 | 206883.5252 | 35436.0146 | 78069.8931 | 20154.6222 | 78173.3415 | 208322.8939 | 121654.207 | 138389.9008 | 247575.664 | 132747.095 | 132565.6809 | 406160.5753 | 44281.3331 | 33992.1737 | 79763.3485 | 146854.9293 | 52547.4749 | 379526.8138 | 707794.8016 | 110251.3275 | 144187.0347 | 401685.7956 | 26665.1597 | 8768.0251 | 61607.9296 | 174815.4619 | 562880.1277 | 1034264.0497 | 731759.7296 | 660905.1766 | 5232.8934 | 784295.3033 | 80640.8644 | 146535.9816 | 372605.4507 | 882965.7033 | 1398265.209 | 61052.791 | 1552938.5976 | 61052.791 | 44084.356 | 60676.0378 | 75694.0601 | 87806.6095 | 103926.5652 | 127594.7317 | 170395.8791 | 263588.4279 | 523800.4009 | 164219.795 | 177554.9771 | 208567.6093 | 274626.9916 | 445289.5589 | 1419578 | 46078 | 466126 | 37470 | 285432 | -4.5475e-13 | 2.5011e-12 | -9.6634e-13 | 643305.0076 | 31077.4352 | 59877.4429 | 1195258.6268 | 29282633.4822
aagri | 1
afore | 2
afish | 3
acoal | 4
agold | 5
amore | 6
amine | 7
acoil | 8
angas | 9
ahydr | 10
afood | 11
abevt | 12
atext | 13
aclth | 14
aleat | 15
afoot | 16
awood | 17
apapr | 18
aprnt | 19
apetr | 20
abchm | 21
aochm | 22
arubb | 23
aplas | 24
aglas | 25
anmet | 26
airon | 27
anfrm | 28
ametp | 29
amach | 30
aemch | 31
asequ | 32
avehi | 33
atequ | 34
afurn | 35
aoman | 36
aelec | 37
awatr | 38
acons | 39
atrad | 40
ahotl | 41
awtrp | 42
aatrp | 43
atrps | 44
altrp-p | 45
altrp-f | 46
acomm | 47
afsrv | 48
absrv | 49
agsrv | 50
aosrv | 51
cagri | 52
cfore | 53
cfish | 54
ccoal-low | 55
ccoal-hgh | 56
cmore | 57
cmine | 58
ccoil | 59
cngas | 60
chydr | 61
cfood | 62
cbevt | 63
ctext | 64
cclth | 65
cleat | 66
cfoot | 67
cwood | 68
cpapr | 69
cprnt | 70
cpetr_p | 71
cpetr_d | 72
cpetr_o | 73
cbchm | 74
cochm | 75
crubb | 76
cplas | 77
cglas | 78
cnmet | 79
ciron | 80
cnfrm | 81
cmetp | 82
cmach | 83
cemch | 84
csequ | 85
cvehi | 86
ctequ | 87
cfurn | 88
coman | 89
celec | 90
cwatr | 91
ccons | 92
ctrad | 93
chotl | 94
cptrp-l | 95
cftrp-l | 96
cptrp-o | 97
cftrp-o | 98
ctrps | 99
ccomm | 100
cfsrv | 101
cbsrv | 102
cgsrv | 103
cosrv | 104
cimpt | 105
trc | 106
flab-p | 107
flab-m | 108
flab-s | 109
flab-t | 110
fcap | 111
fegy | 112
ent-n | 113
ent-e | 114
hhd-0 | 115
hhd-1 | 116
hhd-2 | 117
hhd-3 | 118
hhd-4 | 119
hhd-5 | 120
hhd-6 | 121
hhd-7 | 122
hhd-8 | 123
hhd-91 | 124
hhd-92 | 125
hhd-93 | 126
hhd-94 | 127
hhd-95 | 128
gov | 129
atax | 130
dtax | 131
mtax | 132
stax | 133
utax | 134
utax-cl | 135
utax-ch | 136
s-i | 137
s-e | 138
dstk | 139
row | 140
total | 141

## SAM2019
| -59.4639 | 59.4639
| tui | tuh
elec | -59.4639 | 59.4639 |  | 7.1054e-14
coal-cl | 0 | 0 |  | 0
coal-ch | 2.6923e-15 | -2.7756e-17 |  | 2.6645e-15
| aawhe | aamai | aaoce | aaveg | aaofr | aagra | aaoil | aatub | aapul | aasug | aaoth | alani | afore | afish | acoal | agold | angas | apgm | amore | amine | ameat | apfis | avege | afats | adair | agrai | astar | afeed | abake | asuga | aconf | apast | aofoo | abevt | atext | aclth | aleat | afoot | awood | apapr | aprnt | apetr | ahydr | aammo | abchm | aochm | arubb | aplas | anmet | airon | anfrm | ametp | amach | afcel | aelct | aemch | asequ | avehi | atequ | afurn | aoman | aelec | awatr | acons | atrad | ahotl | altrp-p | altrp-f | aotrp-p | aotrp-f | aprtr | atrps | acomm | afsrv | absrv | agsrv | aosrv | cawhe | camai | caoce | caveg | caofr | cagra | caoil | catub | capul | casug | caoth | clani | cfore | cfish | ccoal-low | ccoal-hgh | ccoil | cngas | cpgm | cmore | cmine | cmeat | cpfis | cvege | cfats | cdair | cgrai | cstar | cafee | cbake | csuga | cconf | cpast | cofoo | cbevt | ctext | cclth | cleat | cfoot | cwood | cpapr | cprnt | cpetr-p | cpetr-d | cpetr-h | cpetr-k | cpetr-l | chydr | cammo | cbchm | cochm | crubb | cplas | cnmet | ciron | cnfrm | cmetp | cmach | cfcel | celct | cemch | csequ | cvehi | ctequ | cfurn | coman | celec | cwatr | ccons | ctrad | chotl | cptrp-l | cftrp-l | cptrp-o | cftrp-o | cprtr | ctrps | ccomm | cfsrv | cbsrv | cgsrv | cosrv | cimpt | trc | flab-p | flab-m | flab-s | flab-t | fcap | fegy | fland | ent-n | ent-e | hhd-0 | hhd-1 | hhd-2 | hhd-3 | hhd-4 | hhd-5 | hhd-6 | hhd-7 | hhd-8 | hhd-9 | gov | atax | dtax | mtax | stax | utax | utax-cl | utax-ch | s-i | s-e | dstk | row | total
aawhe | [77 empty] | 7.3694 | [114 empty] | 7.3694
aamai | [78 empty] | 28.0405 | [113 empty] | 28.0405
aaoce | [79 empty] | 1.7014 | [112 empty] | 1.7014
aaveg | [80 empty] | 16.895 | [111 empty] | 16.895
aaofr | [81 empty] | 38.3927 | [110 empty] | 38.3927
aagra | [82 empty] | 14.1259 | [109 empty] | 14.1259
aaoil | [83 empty] | 11.7254 | [108 empty] | 11.7254
aatub | [84 empty] | 9.1927 | [107 empty] | 9.1927
aapul | [85 empty] | 1.5011 | [106 empty] | 1.5011
aasug | [86 empty] | 10.7034 | [105 empty] | 10.7034
aaoth | [87 empty] | 10.2633 | [104 empty] | 10.2633
alani | [88 empty] | 66.3749 | [103 empty] | 66.3749
afore | [89 empty] | 18.8652 | [102 empty] | 18.8652
afish | [90 empty] | 9.7303 | [101 empty] | 9.7303
acoal | [91 empty] | 63.4999 | 86.9996 |  |  |  | 7.6256 | 12.0404 | [94 empty] | 170.1656
agold | [96 empty] | 95.878 | 6.778 | [94 empty] | 102.6561
angas | [94 empty] | 1.8979 | [97 empty] | 1.8979
apgm | [95 empty] | 193.3056 | [96 empty] | 193.3056
amore | [96 empty] | 112.0668 | 36.2232 | [94 empty] | 148.2901
amine | [96 empty] | 2.3544 | 112.3076 | [94 empty] | 114.662
ameat | [98 empty] | 60.6407 | [93 empty] | 60.6407
apfis | [99 empty] | 23.7458 | [92 empty] | 23.7458
avege | [100 empty] | 42.0746 | [91 empty] | 42.0746
afats | [101 empty] | 9.8994 | [90 empty] | 9.8994
adair | [102 empty] | 40.8061 | [89 empty] | 40.8061
agrai | [103 empty] | 40.6217 | [88 empty] | 40.6217
astar | [104 empty] | 19.6775 | [87 empty] | 19.6775
afeed | [105 empty] | 14.8026 | [86 empty] | 14.8026
abake | [106 empty] | 92.6808 | [85 empty] | 92.6808
asuga | [107 empty] | 21.8775 | [84 empty] | 21.8775
aconf | [108 empty] | 10.7415 | [83 empty] | 10.7415
apast | [109 empty] | 1.2873 | [82 empty] | 1.2873
aofoo | [110 empty] | 35.1334 | [81 empty] | 35.1334
abevt | [111 empty] | 119.6697 | [80 empty] | 119.6697
atext | [112 empty] | 44.6008 | [79 empty] | 44.6008
aclth | [113 empty] | 46.496 | [78 empty] | 46.496
aleat | [114 empty] | 13.6114 | [77 empty] | 13.6114
afoot | [115 empty] | 11.5069 | [76 empty] | 11.5069
awood | [116 empty] | 65.9467 | [75 empty] | 65.9467
apapr | [117 empty] | 102.4024 | [74 empty] | 102.4024
aprnt | [118 empty] | 64.7646 | [73 empty] | 64.7646
apetr | [119 empty] | 110.1941 | 53.6927 | 10.1749 | 13.2078 | 12.0995 | [68 empty] | 199.369
ahydr | [124 empty] | 1 | [67 empty] | 1
aammo | [125 empty] | 15.4009 | [66 empty] | 15.4009
abchm | [126 empty] | 138.6078 | [65 empty] | 138.6078
aochm | [127 empty] | 184.282 | [64 empty] | 184.282
arubb | [128 empty] | 23.5602 | [63 empty] | 23.5602
aplas | [129 empty] | 53.0933 | [62 empty] | 53.0933
anmet | [130 empty] | 75.3755 | [61 empty] | 75.3755
airon | [131 empty] | 202.4514 | [60 empty] | 202.4514
anfrm | [132 empty] | 76.3469 | [59 empty] | 76.3469
ametp | [133 empty] | 116.8301 | [58 empty] | 116.8301
amach | [134 empty] | 133.7558 | [57 empty] | 133.7558
afcel | [135 empty] | 1 | [56 empty] | 1
aelct | [136 empty] | 0.25315 | [55 empty] | 0.25315
aemch | [137 empty] | 68.4018 | [54 empty] | 68.4018
asequ | [138 empty] | 53.5582 | [53 empty] | 53.5582
avehi | [139 empty] | 236.3528 | [52 empty] | 236.3528
atequ | [140 empty] | 25.9521 | [51 empty] | 25.9521
afurn | [141 empty] | 28.2299 | [50 empty] | 28.2299
aoman | [142 empty] | 72.1901 | [49 empty] | 72.1901
aelec | [143 empty] | 242.2857 | [48 empty] | 242.2857
awatr | [144 empty] | 86.7035 | [47 empty] | 86.7035
acons | [145 empty] | 553.233 | [46 empty] | 553.233
atrad | [146 empty] | 1042.3371 | [45 empty] | 1042.3371
ahotl | [147 empty] | 117.7654 | [44 empty] | 117.7654
altrp-p | [148 empty] | 128.3263 | [43 empty] | 128.3263
altrp-f | [149 empty] | 631.1907 | [42 empty] | 631.1907
aotrp-p | [150 empty] | 35.447 | [41 empty] | 35.447
aotrp-f | [151 empty] | 30.4062 | [40 empty] | 30.4062
aprtr | [152 empty] | 117.3063 | [39 empty] | 117.3063
atrps | [153 empty] | 112.1039 | [38 empty] | 112.1039
acomm | [154 empty] | 245.8497 | [37 empty] | 245.8497
afsrv | [155 empty] | 829.7077 | [36 empty] | 829.7077
absrv | [156 empty] | 1411.8555 | [35 empty] | 1411.8555
agsrv | [157 empty] | 1203.1254 | [34 empty] | 1203.1254
aosrv | [158 empty] | 838.6083 | [33 empty] | 838.6083
cawhe | 0.14714 | [10 empty] | 0.010499 | [13 empty] | 2.0565 | 0.91707 | 0.0041314 | 3.6084 |  |  |  | 0.052918 | 0.29936 | [26 empty] | 0.022761 | 0.0015222 |  | 0.022124 | [10 empty] | 0.010804 | 0.018581 | 0.068258 | [93 empty] | 0.6744 | 0.78273 | 0.69153 | 0.65566 | 0.63499 | 0.591 | 0.57436 | 0.62302 | 0.60154 | 0.79782 | [10 empty] | 0.87901 | 0.96132 | 15.7075
camai |  | 1.1502 | [9 empty] | 0.92584 | [13 empty] | 16.0196 | 5.8312 | 0.35148 | 0.83287 |  |  |  | 0.26333 | [27 empty] | 0.11259 | 0.0074968 |  | 0.1235 | [10 empty] | 0.053319 | 0.091828 | 0.34097 | [93 empty] | 0.489 | 0.57212 | 0.50182 | 0.47429 | 0.45822 | 0.42486 | 0.41224 | 0.44872 | 0.43254 | 0.58254 | [10 empty] | -5.5378 | 6.1115 | 31.4743
caoce |  |  | 0.041037 | [8 empty] | 0.0058587 | [13 empty] | 0.80975 | 0.27924 | 0.0023018 | 0.045226 |  |  |  | 0.014264 | 0.34322 | [26 empty] | 0.0061045 | 0.00040702 |  | 0.02325 | [10 empty] | 0.0028929 | 0.0049805 | 0.018431 | [93 empty] | 0.092608 | 0.10867 | 0.094994 | 0.089605 | 0.086367 | 0.079892 | 0.077427 | 0.084378 | 0.081279 | 0.11022 | [10 empty] | -0.44162 | 0.2026 | 2.2634
caveg |  |  |  | 0.41548 | [18 empty] | 0.39089 | 0.0043252 |  |  |  |  | 0.33693 |  |  |  | 0.10951 | 0.29655 | [26 empty] | 0.047253 | 0.0031678 |  | 0.42724 |  | 0.05625 | 7.7873e-05 | 0.00026041 | 4.7179e-05 | 4.3465e-05 |  | 0.00011267 | 7.2921e-06 |  | 0.02246 | 0.038593 | 0.14096 | [93 empty] | 1.4507 | 1.6431 | 1.4812 | 1.4143 | 1.3742 | 1.2896 | 1.257 | 1.3503 | 1.3096 | 1.6657 | [10 empty] | 1.8505 | 0.9661 | 19.3425
caofr |  |  |  |  | 0.10788 | [17 empty] | 0.9323 | 0.0086526 | 0.19075 |  |  |  | 1.1525 |  |  |  | 0.25704 | 1.7813 | [26 empty] | 0.11058 | 0.0073972 |  | 1.6936 |  | 0.13168 | 0.00018182 | 0.000608 | 0.00011015 | 0.00010148 |  | 0.00026306 | 1.7025e-05 |  | 0.052492 | 0.090273 | 0.33134 | [93 empty] | 1.7326 | 2.0132 | 1.7754 | 1.6814 | 1.6257 | 1.5113 | 1.4678 | 1.5928 | 1.5379 | 2.0466 | [10 empty] | 5.3863 | 13.6936 | 42.9136
cagra | [5 empty] | 0.04109 | [16 empty] | 0.35464 | [5 empty] | 0.30656 |  |  |  | 0.098068 | 6.8889 | [26 empty] | 0.042162 | 0.0028175 |  | 0.58498 |  | 0.05021 | 6.9247e-05 | 0.00023157 | 4.1952e-05 | 3.865e-05 |  | 0.00010019 | 6.4842e-06 |  | 0.020002 | 0.034413 | 0.12661 | [93 empty] | 0.08639 | 0.10075 | 0.088536 | 0.083692 | 0.080775 | 0.074912 | 0.072673 | 0.078982 | 0.076174 | 0.10214 | [10 empty] | 2.0726 | 4.2014 | 15.6699
caoil | [6 empty] | 0.32319 |  |  |  |  | 0.0015487 | [11 empty] | 0.6337 | 0.072278 |  |  | 0.00060939 | 6.1526 |  |  |  | 0.097851 | 0.30819 | [26 empty] | 0.041912 | 0.0027941 |  | 0.12374 |  | 0.049937 | 6.8662e-05 | 0.00022961 | 4.1597e-05 | 3.8323e-05 |  | 9.9344e-05 | 6.4293e-06 |  | 0.019858 | 0.034193 | 0.12653 | [93 empty] | 0.89186 | 1.0488 | 0.91673 | 0.86576 | 0.83698 | 0.77526 | 0.75216 | 0.82066 | 0.79036 | 1.0727 | [10 empty] | -1.3522 | 0.067883 | 15.4764
catub | [7 empty] | 0.67555 | [14 empty] | 0.2374 |  |  |  | 1.181 |  | 1.3666 |  |  |  | 0.065349 | [27 empty] | 0.028075 | 0.0018758 |  | 0.27159 |  | 0.03344 | 4.6102e-05 | 0.00015417 | 2.793e-05 | 2.5732e-05 |  | 6.6703e-05 | 4.3169e-06 |  | 0.013319 | 0.022915 | 0.084356 | [93 empty] | 0.57963 | 0.6761 | 0.59462 | 0.56263 | 0.54401 | 0.50509 | 0.49036 | 0.53305 | 0.51414 | 0.68849 | [10 empty] | 0.041089 | 0.48394 | 10.1949
capul | [8 empty] | 0.095235 | [19 empty] | 0.032365 |  |  |  | 0.010438 | [27 empty] | 0.004495 | 0.00030097 |  | 0.015285 |  | 0.0053526 | 7.398e-06 | 2.4739e-05 | 4.482e-06 | 4.1292e-06 |  | 1.0704e-05 | 6.9272e-07 |  | 0.0021351 | 0.0036704 | 0.013448 | [93 empty] | 0.24483 | 0.27666 | 0.24986 | 0.23869 | 0.23192 | 0.21773 | 0.21221 | 0.22777 | 0.22093 | 0.27999 | [10 empty] | 0.20654 | 0.10027 | 2.8902
casug | [9 empty] | 0.85324 | [19 empty] | 8.9267 |  |  | 0.076855 | [27 empty] | 0.032997 | 0.0022051 |  | 0.27168 | [126 empty] | 2.386 | 0.0040258 | 12.5537
caoth | [10 empty] | 0.17471 | 0.82301 | 0.52936 | 0.06309 | 0.013366 | 0.0013115 | 0.00010607 |  | 0.0050204 | 0.006408 | 0.1968 | 0.0041198 | 0.015332 |  |  |  |  | 0.0085271 | 0.013175 |  | 0.044493 |  | 0.072132 | 1.7018 | 2.134 | 0.053164 | 0.00086528 | 0.088791 | 0.034807 | 0.16419 | 0.10204 | 0.117 | 0.00060925 | 0.01253 | 0.11277 | 0.42186 | 1.0306 | 0.012519 | 0.093422 | 0.012868 | 0.09212 | 0.06396 | 0.17776 | 0.0014343 | 0.00035287 | 0.11883 | 0.027555 | 0.13169 | 0.077425 | 0.030453 | 0.031009 | 0.002074 |  | 0.038665 | 0.035205 | 0.036927 | 5.0976e-05 | 0.00017047 | 3.0883e-05 | 2.8452e-05 |  | 7.3756e-05 | 4.7734e-06 |  | 0.014721 | 0.025315 | 0.093015 | [93 empty] | 0.20245 | 0.23596 | 0.20751 | 0.19624 | 0.18951 | 0.17585 | 0.17064 | 0.18542 | 0.17885 | 0.23947 | [10 empty] | 1.5317 | 1.931 | 14.5081
clani | [11 empty] | 13.6573 | [8 empty] | 25.2124 |  | 0.0069711 |  | 8.2063 |  |  | 0.020061 | 0.037913 |  | 1.6196 |  | 0.12034 | 0.24923 | 4.2018 |  | 5.2933 | 0.94386 | [7 empty] | 0.50004 | [14 empty] | 1.4878 | [15 empty] | 2.8433 | [93 empty] | 0.50119 | 0.93738 | 0.98823 | 0.90989 | 0.79397 | 0.50921 | 0.58591 | 1.1911 | 2.1687 | 7.587 | [10 empty] | -0.27315 | 3.8118 | 84.1114
cfore | [38 empty] | 8.4497 | 5.8164 | 0.12949 |  |  |  |  | 0.032708 | 0.02676 | [12 empty] | 0.39635 | 0.020483 | [13 empty] | 0.071779 |  | 0.040487 | [93 empty] | 0.72168 | 1.2805 | 1.6286 | 0.713 | 0.35621 | 0.38211 | 0.23027 | 0.12811 | 0.56747 | 0.78772 | [10 empty] | -0.11349 | 0.55381 | 22.2202
cfish | [21 empty] | 5.3187 | [6 empty] | 0.48543 |  |  |  | 0.0097817 | [27 empty] | 0.16595 | 0.011063 |  |  |  | 0.26673 | 0.0016689 | 0.0055808 | 0.0010112 | 0.00093164 |  | 0.0024151 | 0.00015631 |  | 0.11358 | 0.20387 | 0.51787 | [93 empty] | 0.088283 | 0.16609 | 0.17524 | 0.16118 | 0.14043 | 0.089711 | 0.10333 | 0.2118 | 0.3911 | 1.5771 | [10 empty] | -0.020986 | 2.6099 | 12.798
ccoal-low | [41 empty] | 17.5643 |  | 0.05049 | 0.45441 | 0.14843 | 0.08616 | 0.016558 | [13 empty] | 45.1796 | [129 empty] | 1e-06 | 63.4999
ccoal-hgh | 0.0014925 | 0.005883 | 0.00025205 | 0.0042324 | 0.016608 | 0.0056494 | 0.0020482 | 0.0026084 | 0.00023498 | 0.0026095 | 0.00061488 | 0.0016235 |  |  |  | 0.17408 | 0.0048352 |  | 1.3723 | 0.29212 | 0.031517 | 0.049158 | 0.10893 | 0.02591 | 0.048346 | 0.003577 |  | 0.0012689 | 0.11179 | 0.14825 |  |  | 0.056048 | 0.16505 | 1.6435 | 0.50768 | 0.027401 | 0.0068974 | 1.1231 | 2.1027 | 0.1787 | [7 empty] | 1.9546 | 7.3346 | 0.021928 | 0.36877 | 0.19595 | 0.0014704 | 0.00036175 | 0.10889 | 0.037231 | 0.021553 | 0.029559 | 0.17679 | 0.069403 |  | 0.48469 |  |  | 0.013794 | [5 empty] | 0.041245 | 0.00055536 |  | 0.33802 | 0.22129 | 0.040105 | [93 empty] | 0.047167 | 0.070349 | 0.031233 | 0.027052 | 0.091705 | 0.14835 | 0.11862 | 0.04437 | 0.020165 | 0.023691 | [11 empty] | 66.6891 | 86.9996
ccoil | [41 empty] | 105.8283 | [150 empty] | 105.8283
cngas | [14 empty] | 0.042167 | 0.01434 | 0.0006837 |  | 0.11385 | 0.041989 | 0.085378 | 0.00017479 | 0.00081188 | 9.3092e-05 | 0.0016891 |  |  | 0.00042851 | 0.0052978 | 0.0042457 | 0.0018201 |  | 0.023966 | 4.0437e-05 | 0.00017898 |  |  |  | 0.004183 | 0.16152 | 0.0033587 | 3.7455 | 0.0048481 | 0.099704 | 0.89734 | 0.55035 |  | 0.082291 | 0.39895 | 0.61973 | 0.077466 | 0.00031705 | 0.0038879 |  |  |  | 7.4443e-05 | 0.00086233 | 1.5422e-06 | 3.4747e-05 | 0.035288 | 0.1162 | 0.00015639 | 0.091252 |  | 9.6167e-05 |  |  |  |  | 1e-10 | 0.0010344 | 6.6928e-05 |  | 0.006236 | 0.0096379 | 0.021505 | [98 empty] | 0.0017997 | 0.001439 | 0.0005382 | 4.4295e-05 | 5.204e-05 | [11 empty] | 0.001 | 7.2739
cpgm | [19 empty] | 4.5928e-05 | [21 empty] | 0.0016977 | [6 empty] | 0.00015228 |  | 2.9454 |  | 1.3493 |  |  | 0.57691 | 0.72652 | 3.1765 | 0.24124 |  | 0.18963 | [15 empty] | 0.0047117 | [113 empty] | 0.72318 | 183.5359 | 193.4712
cmore | [14 empty] | 0.010612 |  | 7.6021e-07 | [21 empty] | 0.013994 |  | 0.0005023 | 0.0085008 | [6 empty] | 7.6177e-05 | 42.5673 | 7.434 | 2.386 | 1.0978 | 0.027308 | 0.0067184 | 1.6841 | 0.13296 | 0.14228 | 0.060178 |  | 0.089684 | [13 empty] | 4.474 |  | 0.0019602 | [113 empty] | 0.75041 | 159.1472 | 220.0357
cmine | 0.12316 | 0.47778 | 0.020582 | 0.3554 | 1.3841 | 0.46556 | 0.16724 | 0.21427 | 0.019453 | 0.21438 | 0.050572 | 0.13378 | 0.40858 | 0.047126 | 0.28402 | 0.096587 | 0.0046051 |  | 0.76685 | 0.27753 | 0.65351 | 0.0013379 | 0.0062143 | 0.00071255 | 0.012929 |  |  | 0.0032799 | 0.04055 | 0.032498 | 0.013932 |  | 0.18344 | 0.00030952 | 0.036718 |  |  |  | 0.85815 | 0.0055692 | 0.68904 | 4.4007 | 0.045683 | 0.9395 | 8.4555 | 5.1859 |  | 0.77541 | 24.6544 | 0.37379 | 0.20322 | 0.065042 | 0.79761 |  |  |  | 0.015272 | 0.17691 | 0.00031637 | 0.0071282 | 7.2393 | 0.684 | 0.063632 | 18.7202 |  | 0.039129 | 0.29135 | 0.97553 | 0.17551 | 0.16165 |  | 0.42088 | 0.027232 |  | 2.5373 | 3.9215 | 8.7501 | [93 empty] | 0.51947 | 0.77483 | 0.34397 | 0.29792 | 1.0101 | 0.29959 | 0.23954 | 0.089591 | 0.0073735 | 0.0086627 | [10 empty] | 1.462 | 106.4294 | 209.6359
cmeat | [20 empty] | 5.1284 | 0.039582 | 0.082725 |  | 0.0067703 |  |  | 0.11248 | 0.66681 |  | 0.010663 |  | 0.51966 | 5.5476e-05 | [5 empty] | 0.047874 | [5 empty] | 0.0046471 | [6 empty] | 0.022394 | [7 empty] | 0.12473 | 0.11398 |  |  |  | 2.0747 | 0.006971 | 0.023312 | 0.0042235 | 0.003891 |  | 0.010088 | 0.017063 |  | 1.6848 | 1.0043 | 1.6161 | [93 empty] | 3.2776 | 4.7038 | 5.5072 | 6.1902 | 6.7144 | 7.5009 | 7.5302 | 9.8427 | 10.8708 | 12.8135 | [10 empty] | -0.29379 | 6.4326 | 94.4163
cpfis | [20 empty] | 0.20676 | 4.2711 |  |  |  | 3.1386 |  | 6.5383 | 0.056138 |  |  |  | 2.1139 | [27 empty] | 0.16564 | [11 empty] | 0.00093844 |  |  |  | 0.3254 | [93 empty] | 0.68448 | 0.78892 | 0.89007 | 0.88472 | 0.94225 | 1.1497 | 1.0558 | 1.243 | 1.7085 | 2.405 | [10 empty] | -0.091362 | 5.4585 | 33.9365
cvege | [20 empty] | 0.32793 |  | 10.5255 |  | 1.2215 |  |  |  | 2.3697 |  | 0.017532 |  | 0.19466 | 4.1697 |  |  | 0.00053394 | [8 empty] | 0.0056514 | [14 empty] | 0.25596 | 0.030127 |  |  |  | 0.10853 | 0.0015316 | 0.0051217 | 0.00092789 | 0.00085486 |  | 0.0022161 | 0.0030852 |  |  | 0.37973 | 0.8114 | [93 empty] | 1.281 | 1.6339 | 1.7682 | 1.8924 | 1.9442 | 2.1647 | 2.18 | 2.9818 | 3.8786 | 6.5387 | [10 empty] | 0.8798 | 9.2889 | 56.8646
cfats | [20 empty] | 0.048309 | 0.081223 | 0.074216 | 4.3747 | 0.013737 | 0.064473 |  | 0.055196 | 2.7597 | 0.060653 | 0.18085 |  | 2.2997 |  | 0.022813 | [7 empty] | 0.0025937 | 0.053341 | 0.48007 | 2.7776 | [14 empty] | 0.050727 |  |  |  |  | 0.15627 | [6 empty] | 0.0018598 |  |  | 0.16259 | 0.39036 | [93 empty] | 1.3684 | 1.6671 | 1.6951 | 1.8483 | 1.787 | 1.7467 | 1.7735 | 1.9256 | 2.5269 | 2.0863 | [10 empty] | -0.12051 | 5.6561 | 38.0714
cdair | [22 empty] | 1.4606 |  | 4.2982 | 0.025076 |  |  | 3.1148 | 0.11173 | 1.1411 |  | 1.3589 | 0.02557 | [11 empty] | 0.24763 | [14 empty] | 0.0043369 | 0.012641 |  |  | 0.349 | 0.56835 | 0.0016349 | 0.0054671 | 0.00099044 | 0.00091248 |  | 0.0023655 | 0.0025434 |  | 0.18303 | 0.13009 | 0.348 | [93 empty] | 1.8888 | 2.5564 | 3.1366 | 3.3661 | 3.5648 | 4.1075 | 4.3115 | 5.6165 | 7.1369 | 9.9591 | [10 empty] | 2.99 | 6.248 | 68.2752
cgrai | [22 empty] | 0.0051355 |  | 0.0073144 | 0.059337 |  | 0.36648 | 8.5564 | 0.010488 | 0.048309 | 0.199 | 0.34179 | 0.019885 | [26 empty] | 0.15768 | 0.0051303 |  |  |  | 0.049434 | 0.00031943 | 0.0010682 | 0.00019352 | 0.00017829 |  | 0.00046217 | 0.00062882 |  | 0.095524 | 0.049286 | 0.37638 | [93 empty] | 5.7824 | 6.575 | 5.9944 | 5.4006 | 4.7982 | 4.2832 | 3.7415 | 3.7136 | 3.4048 | 3.0387 | [10 empty] | -0.13203 | 5.0862 | 62.0371
cstar | [22 empty] | 0.031823 | [5 empty] | 0.27056 | 0.0217 | 0.071746 |  | 0.16732 | 0.056912 | 0.010934 |  |  |  | 0.0015694 | 0.27576 |  |  | 9.5299e-05 | 0.0019599 | 0.017639 | 0.29605 | [14 empty] | 0.0030913 | [11 empty] | 0.0031321 |  |  |  | 0.0062762 | [93 empty] | 2.5898 | 2.9362 | 2.6836 | 2.4233 | 2.158 | 1.9295 | 1.6887 | 1.6762 | 1.5379 | 1.3744 | [10 empty] | -0.072861 | 3.253 | 25.4143
cafee | [11 empty] | 15.4081 | 1.0204 | 0.1236 | 0.0036046 |  | 1.9396e-05 |  |  | 0.0011718 | [5 empty] | 0.11311 |  | 0.31478 | 0.0049121 | 0.0084146 | [30 empty] | 7.823e-05 | 0.0058435 | [13 empty] | 0.0028628 | 0.00015437 | [93 empty] | 0.043704 | 0.06793 | 0.13102 | 0.23645 | 0.28119 | 0.53797 | 0.71485 | 1.4648 | 3.6945 | 7.2142 | [10 empty] | 0.41209 | 2.859 | 34.6648
cbake | [21 empty] | 0.48938 | [6 empty] | 2.0659 |  | 0.00013046 |  | 0.54294 | 0.010275 | [26 empty] | 0.073856 | 0.18872 |  |  |  | 1.6741 | 0.011653 | 0.03897 | 0.0070579 | 0.0065023 |  | 0.01686 | 0.091459 |  | 6.4018 | 3.1961 | 4.1712 | [93 empty] | 6.2886 | 7.7726 | 8.4444 | 8.984 | 9.1742 | 9.6472 | 9.4497 | 9.8225 | 10.713 | 10.7856 | [10 empty] | 1.6853 | 3.8402 | 115.5941
csuga | [20 empty] | 0.32832 |  | 0.90624 | 0.0014836 | 0.41362 | 0.77502 |  | 0.0090619 | 0.94048 | 0.03435 | 0.48759 |  | 0.65675 | 2.6546 |  |  | 0.0015848 | [5 empty] | 0.0023763 | 0.04887 | 0.43983 | 0.95146 | [14 empty] | 0.045521 | 0.043083 |  |  | 0.62551 |  | 0.0041746 | 0.01396 | 0.0025289 | 0.0023298 |  | 0.0060402 | 0.0025061 |  | 0.90321 | 0.13508 | 0.19509 | [93 empty] | 2.273 | 2.8433 | 2.6995 | 2.5205 | 2.4957 | 2.2109 | 1.8979 | 1.8078 | 1.7359 | 1.5239 | [10 empty] | -0.050581 | 3.2191 | 35.8076
cconf | [23 empty] | 0.0091178 |  |  |  |  | 1.523 | 0.011652 | 2.2793 |  | 0.027615 | [27 empty] | 0.027409 |  |  |  |  | 0.50173 | 0.017501 | 0.058529 | 0.01059 | 0.0097563 |  | 0.025304 | 0.0022502 |  |  |  | 0.37919 | [93 empty] | 0.1993 | 0.36101 | 0.33212 | 0.44165 | 0.49464 | 0.72323 | 0.71141 | 1.1809 | 2.1481 | 4.9016 | [10 empty] | -0.05555 | 1.3554 | 17.6768
cpast | [20 empty] | 0.24535 |  | 0.0069157 |  | 0.070841 | [5 empty] | 0.14841 |  | 0.012614 | [27 empty] | 0.007231 | [11 empty] | 0.01452 |  |  |  | 0.014269 | [93 empty] | 0.037922 | 0.063083 | 0.093249 | 0.095455 | 0.13121 | 0.17058 | 0.15958 | 0.23692 | 0.27762 | 0.38489 | [10 empty] | -0.0060391 | 0.4105 | 2.5751
cofoo | [20 empty] | 1.0411 | 0.19645 | 0.4141 | 0.15289 | 1.7304 | 0.41223 |  |  | 4.4972 | 0.12105 | 0.64665 |  | 4.1171 | 1.5271 |  | 0.0067082 | 0.44631 |  |  |  |  | 4.2208e-05 | 0.0056469 | 0.11613 | 1.0452 | 0.54543 |  | 0.00016839 | 0.14963 | [11 empty] | 1.5132 | 0.016847 |  |  | 1.5835 | 0.46646 | 0.007631 | 0.025519 | 0.0046227 | 0.0042588 |  | 0.011042 | 0.0062262 |  | 2.7615 | 0.29343 | 0.93957 | [93 empty] | 1.3771 | 1.8848 | 2.2927 | 2.5071 | 2.6536 | 2.6355 | 2.4179 | 3.6047 | 4.2164 | 6.8845 | [10 empty] | -0.17495 | 9.095 | 64.1999
cbevt | [14 empty] | 1.063 | 0.060659 | 0.0078828 | 0.26446 | 0.055684 | 0.47624 |  | 0.00029822 | 0.23691 | 0.016914 | 0.35288 | 0.0088599 | 0.0046401 |  | 0.0018621 | 0.0034884 | 0.0066631 |  | 0.12013 | 21.7399 | [8 empty] | 2.2931e-05 | 0.00047159 | 0.0042443 | 0.00092202 | [14 empty] | 0.011625 |  |  |  |  | 29.4426 | 1.2406 | 4.1712 | 0.7333 | 0.67479 |  | 1.8017 | 0.18617 |  | 0.22524 | 4.6569 | 12.8009 | [93 empty] | 3.9346 | 6.1457 | 8.2791 | 11.4755 | 13.822 | 18.9456 | 19.2278 | 23.2685 | 28.2683 | 37.5582 | [10 empty] | -0.71477 | 38.8394 | 289.421
ctext | 0.033498 | 0.1315 | 0.005641 | 0.095457 | 0.37395 | 0.12677 | 0.045841 | 0.058476 | 0.0052786 | 0.058501 | 0.013788 | 0.036425 | 0.29586 | 0.035613 | 0.11877 | 0.078893 | 0.0033243 | 0.33625 | 0.3352 | 0.20083 |  |  |  | 0.071055 | [9 empty] | 0.56499 | 12.3479 | 16.8518 | 0.035907 | 0.55751 | 0.11767 | 1.1957 | 1.0642 | 0.043746 | 0.00013716 | 0.0028207 | 0.025387 | 1.5573 | 1.4184 | 0.19366 | 0.16914 |  |  | 0.26453 | 0.21416 | 0.00081853 | 0.00020137 | 0.067814 | 0.17107 | 3.4581 | 0.037019 | 1.0269 | 0.61904 |  |  | 3.4243 |  | 0.11937 | 0.19272 | 0.645 | 0.11622 | 0.10706 |  | 0.27879 | 0.018035 | 0.014216 | 0.11058 | 1.0476 | 3.0561 | [93 empty] | 0.60662 | 0.77574 | 1.0658 | 1.0902 | 1.3483 | 1.4849 | 2.1484 | 2.6227 | 3.522 | 7.7324 | [8 empty] | 0.03135 | 0.0011187 | -0.16226 | 8.3649 | 84.229
cclth | [14 empty] | 0.38051 | 0.15999 | 0.0070036 | 0.66391 | 0.62968 | 0.42312 | [14 empty] | 2.0806 | 1.5789 | 0.078764 | 0.029034 | [7 empty] | 0.216 |  | 0.027858 | [8 empty] | 0.053283 |  |  |  | 0.051685 | 0.1732 |  |  | 5.1491 | 0.056594 | 0.086366 | 0.28892 | 0.052234 | 0.048118 |  | 0.12499 | 0.0080883 | 0.0079198 | 0.74585 | 2.0543 | 1.2172 | [93 empty] | 3.3378 | 4.4531 | 5.2212 | 5.2336 | 5.4006 | 6.8401 | 7.3318 | 9.1399 | 11.7252 | 14.977 | [10 empty] | -0.25578 | 5.5328 | 95.3306
cleat | [14 empty] | 0.11406 | 0.022988 | 0.00077566 | 0.10635 | 0.09876 | 0.046861 | [14 empty] | 1.795 | 0.10695 | 0.48308 | 2.55 |  | 0.097702 | 0.0039785 | [6 empty] | 0.033912 | [9 empty] | 6.6296 |  | 0.82802 | 0.063278 | [13 empty] | 0.0038316 | 0.16937 | 0.46242 | [93 empty] | 0.28206 | 0.31652 | 0.36411 | 0.30465 | 0.35669 | 0.42471 | 0.56141 | 0.54536 | 0.79455 | 1.5703 | [8 empty] | 3.8791e-05 | 1.3842e-06 | -0.079141 | 7.0126 | 26.0709
cfoot | [14 empty] | 0.1143 | 0.19689 | 0.0067109 | 0.81572 | 0.7669 | 0.40544 | [14 empty] | 0.013293 | 0.039098 | 0.088273 | 1.9255 | [22 empty] | 0.00054213 |  | 0.045917 | 1.3686 | 0.55609 | [9 empty] | 0.0038227 | 1.063 | 1.682 | [93 empty] | 1.2234 | 1.6392 | 1.9834 | 1.9846 | 2.1021 | 2.4105 | 2.7471 | 3.3196 | 4.1537 | 5.295 | [10 empty] | 0.34165 | 3.0491 | 39.3413
cwood | 0.013616 | 0.053582 | 0.0022968 | 0.038687 | 0.15171 | 0.051534 | 0.018664 | 0.023785 | 0.0021444 | 0.023795 | 0.0056074 | 0.014808 | 0.083838 | 0.0048298 | 0.16056 | 0.15479 | 0.023816 | 0.87402 | 0.44233 | 1.4388 | 0.084709 | 0.15026 | 1.1127 | 0.062293 | 1.9908 | 0.43086 | 0.20077 | 0.011387 | 1.0579 | 0.13046 | 0.10596 | 0.039332 | 0.479 | 3.6658 | 0.26453 | 0.11774 | 0.012092 | 0.069735 | 13.9676 | 2.6291 | 0.16687 | 1.2489 | 0.0075697 | 0.15568 | 1.4011 | 3.5143 | 0.019714 | 0.12878 | 0.98339 | 0.56016 | 0.073194 | 0.84955 | 0.35607 | 0.0012672 | 0.00031176 | 0.10499 | 0.24595 | 1.488 | 0.22922 | 7.3224 | 0.59767 | 0.53134 | 0.084039 | 6.6263 | 4.1303 | 0.10681 | 0.37483 | 1.2555 | 0.13288 | 0.12239 |  | 0.51681 | 0.056845 |  | 1.4655 | 1.6062 | 4.0818 | [93 empty] | 0.088208 | 0.11777 | 0.14723 | 0.16051 | 0.21318 | 0.19263 | 0.19301 | 0.29749 | 0.47072 | 0.90827 | [10 empty] | 0.053309 | 8.6148 | 82.1697
cpapr | 0.00082008 | 0.0032324 | 0.00013849 | 0.0023258 | 0.0091266 | 0.0031042 | 0.0011254 | 0.0014333 | 0.00012912 | 0.0014339 | 0.00033786 | 0.00089205 | 0.031299 | 0.0081155 | 0.04687 | 0.034415 | 0.0019676 | 0.2783 | 0.042831 | 0.11887 | 0.26245 | 0.20037 | 0.78877 | 0.069872 | 0.86513 | 0.61336 | 0.12413 | 0.014066 | 1.1487 | 0.18916 | 0.15783 | 0.044464 | 0.72452 | 3.242 | 0.35289 | 0.20024 | 0.018187 | 0.11993 | 0.61003 | 30.0284 | 19.2904 | 0.21922 | 0.0016604 | 0.034148 | 0.30733 | 4.8248 | 0.023002 | 6.6769 | 0.63053 | 0.15923 | 0.13727 | 0.18216 | 0.33406 | 0.0021847 | 0.00053748 | 0.181 | 0.15238 | 1.1881 | 0.0071258 | 0.22145 | 1.142 | 0.174 | 0.015632 | 0.77165 | 26.7535 | 0.075501 | 0.40415 | 1.3538 | 0.19483 | 0.17944 |  | 0.57328 | 0.09663 | 0.35908 | 16.9761 | 2.2052 | 4.823 | [93 empty] | 0.54451 | 1.0323 | 0.98481 | 1.109 | 1.0073 | 1.1861 | 1.1981 | 1.3654 | 1.8355 | 2.2351 | [10 empty] | -0.24708 | 18.6015 | 161.8852
cprnt | 0.00019814 | 0.00078104 | 3.3462e-05 | 0.00056188 | 0.0022049 | 0.00075001 | 0.00027192 | 0.0003463 | 3.1196e-05 | 0.00034644 | 8.1631e-05 | 0.00021553 | 0.0079156 | 0.0031922 | 0.0086387 | 0.0060172 | 0.00018888 |  | 0.047894 | 0.011411 | 0.0055756 | 0.0014873 | 0.019571 | 0.00062354 | 0.0069348 | 0.0059325 | 0.010464 |  | 0.075424 | 0.0012103 |  |  | 0.0043489 | 0.012033 | 0.042885 | 0.014576 | 0.0012742 | 0.0069758 | 0.023116 | 2.1868 | 4.6108 | 0.019497 | 8.3062e-05 | 0.0017082 | 0.015374 | 0.21056 | 0.0079793 | 0.054318 | 0.017437 | 0.025625 | 0.007781 | 0.035479 | 0.063101 | 0.00032878 | 8.0885e-05 | 0.027239 | 3.092 | 0.058239 | 0.0035563 | 0.01205 | 0.35665 | 0.15646 | 0.012299 | 0.18382 | 31.4032 | 0.22523 | 0.11034 | 0.36916 | 0.062018 | 0.057131 |  | 0.18427 | 0.14972 | 1.1963 | 29.8635 | 4.0356 | 8.2347 | [93 empty] | 0.027237 | 0.054481 | 0.11292 | 0.20785 | 0.24032 | 0.58194 | 0.88794 | 1.0505 | 2.0585 | 4.1343 | [8 empty] | 0.0016316 | 5.8224e-05 | 0.275 | 1.6382 | 98.6448
cpetr-p | [66 empty] | 11.5147 | 73.4303 |  |  | 97.4787 | [119 empty] | -0.001 | 0.001 | 182.4237
cpetr-d | 0.55483 | 2.731 | 0.12995 | 1.3184 | 3.5314 | 1.3484 | 1.2117 | 0.71417 | 0.13543 | 1.3869 | 0.40074 | 2.0538 | 1.9086 | 0.23646 | 1.3698 | 0.99802 | 0.03398 | 5.8862 | 2.1591 | 1.7887 | [18 empty] | 0.036538 |  | 0.072931 | [10 empty] | 0.0050146 | 0.047023 | 0.011891 | 0.0029255 | 1.4575 |  | 0.028112 |  |  | 0.046853 | 9.6503 | 0.0015731 | 0.090817 | 0.10468 | 0.0013946 | 8.7747 | 143.1818 |  |  | 19.8276 | 0.058934 | 0.0092316 | 0.0047914 | 0.15529 | 0.049729 | 0.052861 | [113 empty] | -0.001 | 0.001 | 213.57
cpetr-h | 0.0023075 | 0.011369 | 0.00054034 | 0.0054844 | 0.014701 | 0.0056087 | 0.0050403 | 0.0029696 | 0.00056311 | 0.0057682 | 0.0016666 | 0.0085493 | 0.007941 | 0.00098338 | 0.013296 | 0.0097288 | 0.00028947 |  | 0.078718 | 0.017488 |  |  |  | 0.0091866 | [14 empty] | 0.0015701 | 0.0027557 | 0.003134 |  | 0.00067312 | 0.013843 | 0.12459 | 0.041408 | 0.0028797 | 0.00065983 |  |  |  | 0.00021547 | 0.0020207 | 0.00025548 | 6.2853e-05 | 0.063068 |  | 0.001208 |  |  | 0.0020133 | 0.95563 | 0.00035486 | 0.020495 | 0.023624 | 0.0003146 |  |  | 4.5339 | 4.1033 |  | 0.013298 | 0.0020826 | 0.0010809 | 0.035055 | 0.011221 | 0.011927 | [114 empty] | 0.001 | 10.1759
cpetr-k | 0.02235 | 0.11029 | 0.005232 | 0.053151 | 0.14271 | 0.054357 | 0.048843 | 0.028767 | 0.0054524 | 0.055905 | 0.016141 | 0.082898 | 0.076992 | 0.0095225 | [47 empty] | 0.64122 | 0.00064359 | 0.037185 | 0.042865 | 0.00057056 |  |  | 11.5822 | 8.7021 |  | 0.024123 | 0.0037772 | 0.0019604 | 0.063621 | 0.020354 | 0.021637 | [93 empty] | 0.10806 | 0.17918 | 0.32387 | 0.483 | 0.53794 | 0.67518 | 0.94953 | 1.8393 | 0.068061 | 0.11096 | [10 empty] | 0.001 | 1.5556 | 28.6866
cpetr-l | 0.00065995 | 0.0032509 | 0.00015454 | 0.0015684 | 0.0042036 | 0.001604 | 0.0014414 | 0.0008493 | 0.00016105 | 0.0016496 | 0.00047666 | 0.0024448 | 0.0022709 | 0.00028125 | 0.19776 | 0.14462 |  |  | 1.1694 | 0.26423 | [29 empty] | 0.59189 | 2.3604 | [11 empty] | 0.0013279 | 0.07667 | 0.08837 | 0.0011772 | [5 empty] | 0.049751 | 0.007793 | 0.0040447 | 0.13111 | 0.041981 | 0.044625 | [93 empty] | 0.17888 | 0.2962 | 0.53389 | 0.79377 | 0.8831 | 0.60568 | 0.8474 | 1.6148 | 1.8622 | 3.0348 | [10 empty] | 0.001 | 1.2815 | 17.1295
chydr | [15 empty] | 0.083333 |  |  | 0.083333 | 0.083333 | [12 empty] | 0.083333 | [8 empty] | 0.083333 |  | 0.083333 | 0.083333 | 0.083333 |  |  |  | 0.083333 |  |  | 0.083333 | [8 empty] | 0.083333 | [5 empty] | 0.083333 |  |  | 1e-10 | [120 empty] | 1e-06 | 1
cammo | [14 empty] | 0.018735 | 0.027642 | 0.001319 | 0.11647 | 0.10641 | 0.079689 | 0.009664 | 0.031987 | 0.11489 | 0.0023711 | 0.10575 | 0.0064316 |  | 0.0037317 | 0.016544 | 0.031792 | 0.0024054 |  | 0.071875 | 0.27995 | 0.36431 | 0.06459 | 0.033913 | 0.076609 | 0.069602 | 0.64054 | 0.042606 | 1.4822 | 0.029487 |  | 6.0643 | 4.7167 | 0.67877 | 1.6246 | 0.072369 | 0.26802 | 0.955 | 0.036135 | 0.17284 | 0.0020113 | 0.00049481 | 0.16656 | 0.056664 | 0.20996 | 0.0020554 | 0.090517 | 0.16379 | 0.024978 | 0.042907 |  |  |  | 0.003377 | 0.011294 | 0.0020446 | 0.0018836 |  | 0.0048866 | 0.00031624 | 0.00027133 | 0.012837 | 0.047896 | 0.33265 | [93 empty] | 0.00042582 | 0.0015003 | 0.0044217 | 0.0065814 | 0.0028739 | 0.011043 | 0.0088293 | 0.0085365 | 0.024235 | 0.047455 | [10 empty] | -0.1422 | 5.5877 | 25.159
cbchm | [14 empty] | 0.16861 | 0.16544 | 0.011871 | 1.0483 | 0.87435 | 0.63386 | 0.086976 | 0.28788 | 1.034 | 0.02134 | 0.95178 | 0.057885 |  | 0.033586 | 0.14889 | 0.28612 | 0.021648 |  | 0.56354 | 2.5196 | 3.2788 | 0.58131 | 0.30522 | 0.68948 | 0.62641 | 5.7649 | 0.38346 | 13.2561 | 0.26539 | 5.981 | 48.4311 | 42.3666 | 6.109 | 14.6218 | 0.65132 | 2.3288 | 8.595 | 0.32521 | 1.4722 | 0.018101 | 0.0044533 | 1.499 | 0.50997 | 1.8896 | 0.018499 | 0.81465 | 1.4742 | 0.14147 | 0.38617 |  |  |  | 0.030393 | 1.0183 | 0.018401 | 0.016952 |  | 0.043979 | 0.0028462 | 0.002442 | 0.11554 | 0.43107 | 2.9939 | [93 empty] | 0.0038324 | 0.013503 | 0.039796 | 0.059233 | 0.025865 | 0.099391 | 0.079463 | 0.076828 | 0.21811 | 0.42709 | [10 empty] | -1.2798 | 50.2894 | 226.4313
cochm | 2.2638 | 5.2702 | 0.36562 | 3.1372 | 4.9229 | 1.4201 | 2.2143 | 1.588 | 0.45436 | 1.8923 | 1.3264 | 2.5608 | 2.3632 | 0.28396 | 2.7375 | 1.8375 | 0.06511 | 6.9028 | 7.9346 | 3.9336 | 0.0069731 | 0.15371 | 0.042237 | 0.045545 | 0.15133 | 0.10925 | 2.6788e-05 | 0.1645 | 0.35823 | 0.060077 | 0.0018357 | 0.010426 | 2.4082 | 0.51856 | 0.95965 | 0.42704 | 0.058078 | 0.056416 | 1.0328 | 3.9937 | 3.9783 | 4.7518 | 0.017351 | 0.35683 | 3.2115 | 23.5136 | 1.4948 | 1.0808 | 1.1801 | 1.4476 | 0.11003 | 1.3557 | 0.49528 | 0.0057678 | 0.001419 | 0.47781 | 0.1112 | 2.6928 | 0.051871 | 0.52787 | 0.74939 | 0.78682 | 1.0618 | 8.0417 | 4.3805 | 0.80572 | 0.55326 | 1.8544 | 0.33157 | 0.30532 |  | 0.80181 | 0.051872 | 0.32188 | 37.462 | 21.734 | 11.6948 | [93 empty] | 4.5868 | 6.3946 | 7.362 | 8.1722 | 8.452 | 9.1861 | 9.8923 | 14.7617 | 19.149 | 31.5082 | [10 empty] | -1.4911 | 44.635 | 364.441
crubb | 0.10222 | 0.39688 | 0.017118 | 0.29394 | 1.1428 | 0.38614 | 0.139 | 0.17794 | 0.016141 | 0.17796 | 0.042005 | 0.11105 | 0.063233 | 0.010042 | 1.3133 | 0.67573 | 0.020802 | 2.7601 | 2.5512 | 1.2568 | [14 empty] | 0.061185 | 0.10543 | 0.0013309 | 0.50694 | 0.17447 | 0.0020075 | 0.061783 |  | 0.00033296 | 0.0068475 | 0.061628 | 0.094838 | 1.2817 | 0.36268 | 0.0021066 |  |  | 0.036815 | 0.65458 | 0.00011015 | 2.71e-05 | 0.0091261 | 0.12395 | 3.3805 | 0.076481 | 0.097872 | 1.1856 | 0.016599 | 0.12726 |  | 0.25798 |  | 1.5738 | 5.2986 | 0.94338 | 0.86778 |  | 2.3323 | 0.15196 | 0.13815 | 1.0355 | 1.407 | 1.1978 | [93 empty] | 0.0088964 | 0.035077 | 0.15353 | 0.25393 | 0.29059 | 0.46599 | 0.90382 | 1.6917 | 3.1675 | 7.1218 | [8 empty] | 0.005471 | 0.00019523 | -0.13461 | 5.2871 | 54.5417
cplas | 0.13706 | 0.5304 | 0.022881 | 0.39613 | 1.5389 | 0.51773 | 0.18587 | 0.23829 | 0.02166 | 0.23842 | 0.056265 | 0.14885 | 0.060041 | 0.0090821 | 0.3331 | 0.14867 | 0.0079734 | 0.69067 | 0.90485 | 0.48171 | 0.22686 | 0.19223 | 2.701 | 0.17515 | 2.7558 | 0.84247 | 0.86143 | 0.023784 | 3.0475 | 0.14132 | 0.24862 | 0.11141 | 1.0873 | 5.0087 | 0.907 | 0.5302 | 0.053548 | 0.12033 | 1.0824 | 0.84042 | 0.737 | 0.39526 | 0.0036417 | 0.074895 | 0.67406 | 8.0149 | 0.4147 | 2.7065 | 3.8404 | 0.31913 | 0.096896 | 0.54925 | 1.051 | 0.025885 | 0.0063682 | 2.1437 | 0.86795 | 5.3163 | 0.031654 | 1.1636 | 1.6724 | 0.023314 | 0.020839 | 15.8043 | 17.2593 |  | 0.1515 | 0.50696 | 0.026096 | 0.024041 |  | 0.20165 | 0.031725 |  | 1.5952 | 0.12575 | 4.6057 | [93 empty] | 0.16013 | 0.24565 | 0.33598 | 0.289 | 0.37538 | 0.60781 | 0.61774 | 0.7098 | 2.0307 | 2.877 | [8 empty] | 0.013589 | 0.00048491 | -0.34319 | 4.7383 | 110.7662
cnmet | 0.025348 | 0.099544 | 0.0042716 | 0.072151 | 0.28274 | 0.095938 | 0.034707 | 0.044265 | 0.0039935 | 0.044271 | 0.010436 | 0.027564 | 0.076109 | 0.010929 | 0.22767 | 0.10295 | 0.0079694 | 0.4271 | 0.43909 | 0.48147 |  | 0.010204 | 0.27745 | 0.0063149 | 0.048677 |  |  |  | 0.12351 | 0.010671 |  |  | 0.039506 | 4.304 | 0.0016609 |  | 1.4526e-05 |  | 0.26687 | 0.051467 | 0.049968 | 0.12214 | 6.3956e-05 | 0.0013153 | 0.011838 | 2.2897 |  | 0.37157 | 11.4076 | 0.42318 | 0.025042 | 0.13433 | 0.34876 | 0.002154 | 0.00052993 | 0.17845 | 0.37972 | 3.2127 | 0.13845 | 0.32714 | 0.80085 | 0.51301 | 0.15574 | 78.5564 | 1.5738 | 0.31068 | 0.32347 | 1.0832 | 0.19473 | 0.17935 |  | 0.46846 | 0.030311 | 0.013218 | 1.3273 | 3.118 | 7.67 | [93 empty] | 0.24762 | 0.32402 | 0.45823 | 0.42589 | 0.4991 | 0.5841 | 0.94512 | 1.2044 | 2.2467 | 3.9287 | [8 empty] | 0.028479 | 0.0010162 | -0.35761 | 5.3772 | 139.3149
ciron | 0.0077069 | 0.03035 | 0.0013007 | 0.021879 | 0.085816 | 0.02917 | 0.01057 | 0.013466 | 0.0012136 | 0.013472 | 0.0031745 | 0.0083826 | 0.018079 |  | 0.15166 | 0.1814 | 0.0075812 | 1.2828 | 0.17685 | 0.45802 | [14 empty] | 0.20224 | 0.0035513 | 0.0033391 | 0.029289 | 0.55736 |  | 0.0033844 | 0.13795 | 0.0011245 | 0.023126 | 0.20814 | 0.24272 | 0.49623 | 0.15786 | 0.17313 | 27.9284 | 20.0198 | 35.5595 | 21.9139 | 0.07096 | 0.017458 | 5.8695 | 0.668 | 21.944 | 1.9385 | 0.71981 | 0.50711 | 1.5517 | 0.239 | 21.4823 |  |  | 0.24045 | 0.80485 | 0.14499 | 0.13355 |  | 0.34814 | 0.022528 |  | 0.32452 | 0.43406 | 1.7267 | [113 empty] | -0.57395 | 123.1308 | 291.9089
cnfrm | 0.0020522 | 0.0080878 | 0.00034653 | 0.0058213 | 0.022841 | 0.0077682 | 0.002816 | 0.0035866 | 0.00032313 | 0.003588 | 0.00084546 | 0.0022323 | 0.0054687 |  | 0.050592 | 0.062357 | 0.0033618 | 0.3928 | 0.10355 | 0.2031 | [10 empty] | 0.0022409 |  |  |  | 0.1308 |  |  |  | 0.21709 | 0.17083 | 0.25705 | 0.37502 | 0.0033999 | 0.069921 | 0.62929 | 0.28993 |  | 0.2142 | 0.12173 | 25.4162 | 11.8266 | 16.0509 | 2.1565 | 0.13158 | 0.032371 | 10.8857 | 0.32648 | 18.1749 | 0.017016 | 0.53249 | 1.0222 |  | 0.10678 |  |  |  | 0.0057928 | 0.019372 | 0.003509 | 0.0032328 |  | 0.0083814 | 0.00054243 |  | 0.072448 | 0.12423 | 0.18035 | [111 empty] | 1.5247 | 0.054408 | -0.33702 | 42.145 | 133.8477
cmetp | 0.24221 | 0.92011 | 0.040065 | 0.71134 | 2.7539 | 0.91556 | 0.32507 | 0.4199 | 0.038367 | 0.41897 | 0.099133 | 0.26267 | 0.57687 | 0.061085 | 2.0597 | 1.2405 | 0.056912 | 5.9863 | 4.0105 | 3.4383 | [13 empty] | 0.056151 | 0.079864 | 0.083607 | 0.13484 | 0.12635 | 0.77837 | 2.7469 | 0.67962 |  | 0.0074944 | 0.15413 | 1.3872 | 0.11511 | 0.29621 | 2.2171 | 0.22127 | 2.2282 | 0.0022771 | 6.6397 | 18.7083 | 0.034711 | 0.0085395 | 2.874 | 0.43189 | 7.8679 | 0.43262 | 2.6329 | 1.672 | 1.9318 | 0.94499 | 54.9975 | 7.149 | 0.26496 | 0.20177 | 0.67528 | 0.12177 | 0.11216 |  | 0.29213 | 0.088984 | 0.16004 | 6.5242 | 5.5433 | 9.4252 | [93 empty] | 0.12895 | 0.24643 | 0.2896 | 0.2901 | 0.39879 | 0.50508 | 0.46461 | 0.88014 | 1.4258 | 2.511 | [8 empty] | 2.7463 | 0.098 | -0.52527 | 19.9484 | 195.0357
cmach | 0.16039 | 0.61857 | 0.026717 | 0.46531 | 1.8084 | 0.60617 | 0.21703 | 0.27869 | 0.025356 | 0.2787 | 0.065791 | 0.17413 | 0.49271 | 0.052964 | 3.8006 | 2.3652 | 0.082297 | 9.8988 | 9.2931 | 4.972 |  |  |  | 0.029122 | [10 empty] | 4.4331e-05 |  |  |  | 0.060644 |  | 0.00092372 |  | 1.6598e-05 | 0.00034134 | 0.0030721 | 0.41916 | 0.001234 | 0.025652 |  | 0.65327 | 0.016711 | 2.2728 | 14.3787 | 0.1017 | 0.02502 | 8.4093 | 0.48899 | 5.6568 | 3.2776 | 0.0072661 | 0.042081 | 0.82064 | 0.94013 | 3.6436 | 7.443 | 0.021215 | 0.20538 | 0.6874 | 0.12393 | 0.11415 |  | 0.29734 | 2.5446 | 0.05033 | 16.6968 | 6.591 | 2.4854 | [93 empty] | 0.012433 | 0.027352 | 0.046284 | 0.069311 | 0.088752 | 0.20433 | 0.21053 | 0.56711 | 0.72943 | 2.6505 | [8 empty] | 155.7455 | 3.6125 | -2.9211 | 45.7399 | 321.0013
cfcel | [57 empty] | 0.94091 | [133 empty] | 0.059094 | 1
celct | [42 empty] | 0.23819 | [148 empty] | 0.01496 | 0.25315
cemch | 0.011037 | 0.043445 | 0.0018622 | 0.031347 | 0.12293 | 0.041772 | 0.015132 | 0.019282 | 0.0017382 | 0.01929 | 0.0045457 | 0.012004 | 0.032382 | 0.0046093 | 1.1778 | 0.38673 | 0.014932 | 1.6422 | 1.5125 | 0.90209 | [14 empty] | 0.012027 | [5 empty] | 0.0002573 |  | 0.01496 | 0.0050758 | 0.045682 |  |  | 0.046271 | 0.066499 | 0.11064 |  | 0.79171 | 5.6938 | 0.045613 | 0.011222 | 3.7764 | 8.0481 | 1.2737 | 1.0466 | 0.0042996 | 0.12784 | 7.8356 | 0.59925 | 21.7294 | 1.6906 | 0.10772 | 0.27884 | 0.93356 | 0.16801 | 0.15475 |  | 0.40377 | 0.026126 | 0.025722 | 3.1892 | 3.757 | 7.3346 | [93 empty] | 0.37518 | 0.64156 | 0.78844 | 0.82329 | 1.104 | 1.2975 | 1.3721 | 1.7473 | 2.6732 | 4.5695 | [8 empty] | 73.0482 | 1.6943 | -0.83212 | 10.3413 | 174.9961
csequ | [14 empty] | 0.1987 | 0.054141 | 0.0018468 | 0.24636 | 0.18998 | 0.11158 | [17 empty] | 0.23763 |  |  | 0.45628 |  | 9.7426e-05 | 0.0020036 | 0.018033 | 0.14452 |  | 0.0012764 |  | 0.013066 |  | 0.086045 | 7.203 | 0.059499 | 0.014638 | 4.9236 | 7.8118 | 5.7135 | 0.37214 |  | 0.038356 | 0.01816 | 0.077573 |  | 1.0961 | 0.011401 | 0.11486 | 0.38429 | 0.069432 | 0.06396 |  | 0.16625 | 70.0043 | 0.56824 | 7.0919 | 14.1085 | 8.1453 | [93 empty] | 0.22802 | 0.3331 | 0.41195 | 0.5347 | 0.66222 | 0.82897 | 1.1634 | 1.6969 | 2.5682 | 5.4849 | [8 empty] | 33.5398 | 1.1968 | -1.8206 | 5.8308 | 182.4777
cvehi | 0.13372 | 0.51798 | 0.022326 | 0.38645 | 1.5039 | 0.5054 | 0.1814 | 0.23255 | 0.021127 | 0.23267 | 0.054892 | 0.14523 | 0.38159 | 0.045619 | 1.8844 | 0.53775 | 0.027179 | 1.8816 | 6.1918 | 1.642 | 0.059964 | 0.009938 | 0.044013 | 0.0060128 | 0.15853 | 0.15084 | 0.016183 | 0.011818 | 0.24022 | 0.012759 | 0.013369 | 8.8714e-05 | 0.064148 | 0.23308 | 1.5175 | 0.063018 | 0.0064301 | 0.016175 | 0.27652 | 0.14381 | 0.19242 | 0.092313 | 0.0059699 | 0.12278 | 1.105 | 1.323 | 0.025968 | 0.11318 | 0.27638 | 0.0047453 | 0.041411 | 0.76921 | 1.6486 | 0.023949 | 0.0058919 | 1.9832 | 0.069089 | 80.8332 | 2.9223 | 0.062753 | 0.13819 | 0.61011 | 0.10352 |  | 22.4339 |  | 3.1188 | 12.4235 | 0.9856 | 0.90655 |  | 3.0933 | 0.50503 | 0.26256 | 7.8362 | 29.8719 | 20.9601 | [93 empty] | 0.023457 | 0.11781 | 0.44734 | 0.76489 | 1.0397 | 3.5109 | 7.4371 | 15.5953 | 43.8283 | 131.8353 | [8 empty] | 111.6673 | 3.9848 | -0.72737 | 70.0146 | 603.984
ctequ | 0.0041726 | 0.01644 | 0.00070444 | 0.011839 | 0.046449 | 0.015794 | 0.0057244 | 0.0072916 | 0.00065702 | 0.0072946 | 0.0017189 | 0.0045386 | 0.011341 | 0.0012863 | 0.019317 | 0.042433 | 0.0018731 | 0.17113 | 0.17089 | 0.11316 | [31 empty] | 0.87666 | 0.29132 | 0.017673 | 0.004348 | 1.4637 |  | 0.57984 | 4.9528 | 0.070778 | 0.0012088 |  |  |  | 0.0072071 |  | 0.26808 | 0.89745 | 0.16157 | 0.14881 |  | 0.38819 | 0.025119 |  | 0.057438 | 1.4592 | 0.1455 | [93 empty] | 0.0068508 | 0.012356 | 0.014722 | 0.010888 | 0.013557 | 0.046007 | 0.052101 | 0.071628 | 0.44131 | 2.248 | [8 empty] | 11.2768 | 0.4024 | 0.23168 | 21.1742 | 48.4733
cfurn | [14 empty] | 0.0068007 | 0.0064318 | 0.00022371 | 0.036236 | 0.019648 | 0.013515 | [14 empty] | 0.023163 |  |  |  | 0.57285 | 0.0040825 | [7 empty] | 0.1709 |  | 0.0093304 |  | 0.023175 | 0.0083443 | 0.00030785 | 7.5737e-05 | 0.025505 | 0.011178 |  |  | 0.43613 | 0.021767 |  | 0.022817 | 0.46715 | 2.4806 | 0.036928 | 0.033525 | 0.11212 | 0.020297 | 0.018698 |  | 0.048509 | 0.0031393 | 0.16696 | 3.2886 | 0.40022 | 1.7695 | [93 empty] | 0.1666 | 0.3384 | 0.51905 | 0.51261 | 0.65223 | 0.59033 | 0.88759 | 1.192 | 1.4779 | 2.3356 | [8 empty] | 27.6488 | 0.98662 | -3.7923 | 6.3551 | 50.1293
coman | [14 empty] | 0.0089945 | 0.0026848 | 0.00013027 | 0.011132 | 0.010603 | 0.0078705 | 5.237 | 2.1824 | 2.4295 |  | 0.0027662 |  |  | 0.0001048 | 4.3297 |  | 2.8338e-05 |  | 0.0007712 | 0.0022077 | 0.56587 | 7.161 | 1.7409 | 0.00087679 | 1.8319 | 0.012479 | 0.18399 | 0.00041129 | 0.00020222 | 0.0041588 | 0.03743 | 0.022654 | 0.00056984 | 0.085121 | 0.016875 | 10.6647 | 0.93134 | 1.5836 | 0.30082 | 0.0017377 | 0.0004275 | 0.14396 | 0.018699 | 0.0072915 | 0.049647 | 0.057697 | 15.3257 | 0.015257 | 0.0015404 | 0.016567 | 0.65564 | 0.014651 | 0.091035 | 0.30454 | 0.052231 | 0.048116 |  | 0.1303 | 0.01526 | 0.39641 | 3.5868 | 5.2525 | 1.7102 | [93 empty] | 0.6441 | 1.296 | 1.0746 | 1.1715 | 1.5553 | 1.4057 | 1.4085 | 2.1699 | 3.4328 | 6.6158 | [8 empty] | 1.6913 | 0.060352 | -1.5062 | 24.8934 | 113.1802
celec | 0.089136 | 0.43599 | 0.023735 | 0.67062 | 1.0387 | 0.94675 | 0.16293 | 0.45569 | 0.017656 | 0.12893 | 0.12725 | 2.1567 | 1.0779 | 0.12633 | 3.1156 | 15.8344 | 0.052906 | 13.8923 | 6.5628 | 3.1963 | 0.21169 | 0.10388 | 0.3486 | 0.044848 | 0.45276 | 0.74395 | 1.0876 | 0.048573 | 1.4436 | 0.077159 | 0.04816 | 0.010896 | 0.21872 | 0.52239 | 0.80785 | 0.31692 | 0.036199 | 0.060395 | 0.71672 | 0.60377 | 0.35697 | 14.9166 | 0.043737 | 0.89949 | 8.0954 | 4.8259 | 0.24434 | 0.38154 | 1.3851 | 23.2628 | 15.2362 | 1.2771 | 0.82534 | 0.0051959 | 0.0012783 | 0.41934 | 0.16845 | 1.4666 | 0.22009 | 0.22593 | 0.40306 |  | 0.5826 | 0.82566 | 7.3021 | 1.4421 | 0.49722 | 3.303 | 0.14789 | 0.13624 | 1e-10 | 0.61996 | 0.666 | 1.3351 | 24.6354 | 3.0692 | 6.2693 | [93 empty] | 1.8103 | 2.2462 | 2.6282 | 3.135 | 3.7473 | 4.3211 | 5.0158 | 7.4265 | 12.2648 | 18.3142 | [11 empty] | 6.1129 | 250.5321
cwatr | 0.024796 | 0.1216 | 0.0066104 | 0.051047 | 0.26429 | 0.056017 | 0.045387 | 0.035195 | 0.0049084 | 0.035885 | 0.032809 |  | 0.086979 | 0.011695 | 0.7711 | 0.33419 | 0.015291 | 4.5716 | 3.2886 | 0.92379 | 0.019037 | 0.0091921 | 0.27665 | 0.0041229 | 0.038514 | 0.049964 | 0.093818 | 0.0045583 | 0.1158 | 0.0055837 | 0.0046741 |  | 0.013415 | 1.9756 | 0.051676 | 0.027744 | 0.0031424 | 0.0058838 | 0.052775 | 0.11886 | 0.031027 | 0.098787 | 0.0007889 | 0.016224 | 0.14602 | 0.094868 | 0.025064 | 0.039158 | 0.080935 | 0.6584 | 0.30431 | 0.062254 | 0.04276 | 0.00044537 | 0.00010957 | 0.036898 | 0.01518 | 0.081433 | 0.0082195 | 0.01709 | 0.039099 | 0.052946 | 30.9571 | 0.18106 | 5.1258 | 0.17887 | 0.19972 | 0.66843 | 0.0057126 | 0.0052629 |  | 0.099312 | 0.069569 | 0.16242 | 4.1605 | 1.0064 | 0.96449 | [93 empty] | 0.28132 | 0.71303 | 0.70038 | 1.1309 | 1.724 | 1.9598 | 2.3541 | 4.456 | 7.1526 | 10.8546 | [10 empty] | -0.19918 | 1.1265 | 91.4436
ccons | 0.0018325 | 0.0072219 | 0.00030943 | 0.0051978 | 0.020395 | 0.0069363 | 0.0025145 | 0.0032025 | 0.00028853 | 0.0032038 | 0.00075493 | 0.0019933 | 0.0051461 | 0.00063853 | 0.061443 | 0.083501 | 0.0006281 | 0.17321 | 0.14084 | 0.037946 |  | 0.003458 | 0.0041306 |  | 0.047063 | 0.012939 |  |  | 0.026579 | 0.00078217 |  |  | 0.0085025 | 0.053723 | 0.0038093 | 0.023093 | 0.00072532 | 0.01219 | 0.042815 | 0.010135 | 0.2771 | 0.47736 | 0.00029249 | 0.0060153 | 0.054137 | 0.019735 | 0.0012731 | 0.014776 | 0.0082667 | 0.091832 | 0.038341 | 0.063995 | 0.040013 | 0.00012987 | 3.1951e-05 | 0.01076 | 0.024264 | 0.043576 | 0.013221 | 0.0020203 | 0.0098367 | 0.0094238 | 5.65 | 2.3486 | 0.10433 | 0.085163 | 0.29713 | 0.99485 | 0.013065 | 0.012037 |  | 0.31981 | 0.07402 | 0.023487 | 128.7116 | 0.3658 | 0.32642 | [93 empty] | 0.040501 | 0.072032 | 0.092806 | 0.10616 | 0.16837 | 0.2038 | 0.39723 | 0.54568 | 1.2061 | 2.4017 | [8 empty] | 393.9046 | 14.0562 | -1.1634 | 4.9305 | 558.302
ctrad | 0.0014816 | 0.0058394 | 0.00025019 | 0.0042023 | 0.016489 | 0.0056082 | 0.0020331 | 0.0025893 | 0.00023328 | 0.0025904 | 0.00061039 | 0.0016116 | 0.0094071 | 0.00097549 | 0.019496 | 0.019921 | 0.00018302 | 0.018915 | 0.022409 | 0.011057 | 0.010367 | 0.01097 | 0.024509 | 0.0038344 | 0.02496 | 0.027442 | 0.012719 |  | 0.045849 | 0.051955 | 0.0059544 |  | 0.021074 | 0.11962 | 0.032481 | 0.023139 | 0.0046803 | 0.0067246 | 0.035232 | 0.13794 | 0.070657 | 0.022302 | 0.000309 | 0.0063548 | 0.057193 | 0.10824 | 0.0073863 | 0.029761 | 0.033257 | 0.15754 | 0.030845 | 0.052704 | 0.063717 | 0.00045938 | 0.00011302 | 0.038059 | 0.016737 | 0.14144 | 0.023033 | 0.022287 | 0.014647 | 0.048836 | 0.0079763 | 0.078968 | 1.7912 | 0.074048 | 0.33965 | 1.1375 | 0.062542 | 0.057614 |  | 0.25238 | 0.08725 | 0.098185 | 57.8152 | 0.26274 | 0.46138 | [83 empty] | 948.6641 | [29 empty] | -0.15257 | 32.0427 | 1044.7721
chotl | 0.00013303 | 0.00052441 | 2.2467e-05 | 0.00037726 | 0.0014804 | 0.00050357 | 0.00018257 | 0.00023251 | 2.0946e-05 | 0.00023261 | 5.4809e-05 | 0.00014471 |  |  | 0.10954 | 0.034955 | 0.0013225 | 0.20701 | 0.07537 | 0.079898 | 0.0070598 | 0.0025455 | 0.041954 |  | 0.026604 | 0.01334 |  |  | 0.098688 | 0.01482 | 0.0024969 |  | 0.016682 | 0.10505 | 0.03666 | 0.032385 | 0.0070858 | 0.010257 | 0.078814 | 0.10223 | 0.20586 | 0.070877 | 0.00071593 | 0.014724 | 0.13251 | 0.21385 | 0.025535 | 0.21634 | 0.099838 | 0.06798 | 0.023564 | 0.13922 | 0.27854 | 0.0019678 | 0.00048412 | 0.16303 | 0.10923 | 0.28675 | 0.016294 | 0.028034 | 0.07478 | 0.34365 | 0.037171 | 1.3231 | 4.6188 | 0.55996 | 1.4727 | 4.956 | 0.56678 | 0.5217 |  | 1.4306 | 0.56016 | 0.16572 | 10.8028 | 2.2191 | 17.8228 | [93 empty] | 0.98332 | 1.8053 | 2.5122 | 3.043 | 3.7884 | 4.7235 | 5.9383 | 9.4267 | 15.2771 | 43.2867 | [10 empty] | -0.45832 | 18.1621 | 159.1683
cptrp-l | [170 empty] | 5.6875 | 7.6409 | 9.9215 | 11.584 | 12.4785 | 16.4866 | 16.262 | 15.9757 | 13.0503 | 15.6602 | [10 empty] | -0.52067 | 21.4895 | 145.716
cftrp-l | 0.27946 | 1.3338 | 0.071232 | 1.3107 | 2.7108 | 0.1743 | 0.52311 | 0.87586 | 0.058433 | 0.46367 | 0.35069 | 1.1602 | 1.5692 | 0.19269 | 4.2365 | 1.3825 | 0.21699 | 4.4498 | 3.8426 | 2.4593 | 0.2071 | 0.35241 | 0.97322 | 0.31042 | 0.62804 | 1.2141 | 0.75098 | 0.060183 | 2.9171 | 0.72638 | 0.21503 | 0.060918 | 0.37983 | 1.3791 | 0.63236 | 0.47785 | 0.053501 | 0.16599 | 1.7641 | 2.3008 | 1.3792 | 2.1739 | 0.12778 | 2.628 | 23.6518 | 12.5879 | 0.94358 | 1.1017 | 3.8233 | 32.4347 | 0.24054 | 0.948 | 1.2907 | 0.024667 | 0.0060686 | 2.1789 | 0.45966 | 1.7164 | 0.17256 | 0.74631 | 0.48616 | 1.4537 | 0.95957 | 26.1136 | 47.342 | 2.6195 | 3.3018 | 11.1413 | 0.66042 | 0.60782 |  | 20.7766 | 5.8006 | 3.4065 | 61.9895 | 30.2176 | 18.4712 | [83 empty] | 89.4016 | [9 empty] | 3.0849 | 2.5587 | 1.3098 | 13.0922 | 3.8817 | 24.9893 | 28.7693 | 4.3519 | 11.4548 | 16.5895 | [10 empty] | 0.47041 | 63.7334 | 630.9021
cptrp-o | [170 empty] | 1.4242 | 1.9346 | 2.5468 | 3.0029 | 3.2536 | 4.3941 | 4.3266 | 4.2418 | 3.3997 | 4.1371 | [10 empty] | -0.12582 | 5.8564 | 38.3919
cftrp-o | 0.0083842 | 0.039749 | 0.0021842 | 0.044247 | 0.088601 | 0.00092325 | 0.015017 | 0.030303 | 0.0016743 | 0.012042 | 0.011703 | 0.035747 | 0.051893 | 0.0062162 | 0.2123 | 0.028849 |  |  | 0.25463 | 0.095172 | 0.017048 | 0.019916 | 0.064528 | 0.0065146 | 0.06615 | 0.11686 | 0.028508 | 0.0039147 | 0.16187 | 0.040184 | 0.02052 | 0.0049253 | 0.041434 | 0.16187 | 0.079407 | 0.072804 | 0.0069264 | 0.019253 | 0.12431 | 0.11042 | 0.21772 | 0.034204 | 0.00065791 | 0.01353 | 0.12177 | 0.39842 | 0.03175 | 0.077293 | 0.13179 | 0.38115 | 0.034154 | 0.13425 | 0.21078 | 0.00091687 | 0.00022557 | 0.076188 | 0.095486 | 0.22846 | 0.037091 | 0.04601 | 0.037898 | 0.058769 | 0.11676 | 0.24118 | 3.1044 | 0.52348 | 0.71599 | 2.5542 | 0.15693 | 0.14448 |  | 0.67939 | 0.38283 | 0.16115 | 4.4521 | 2.3511 | 0.56673 | [83 empty] | 4.1625 | [9 empty] | 0.13792 | 0.13083 | 0.10952 | 0.60526 | 0.24828 | 1.0707 | 1.2592 | 0.32265 | 0.21573 | 0.27419 | [10 empty] | -0.020062 | 2.7569 | 31.8999
cprtr | [170 empty] | 1.2452 | 2.0616 | 3.7139 | 5.5187 | 6.1374 | 7.6677 | 10.7228 | 20.4008 | 22.7493 | 37.0888 | [12 empty] | 117.3063
ctrps | [14 empty] | 22.6177 | 5.3783 |  | 17.5592 | 5.6855 | 10.5547 | 0.17574 | 0.034259 | 0.13647 | 0.042378 | 0.26352 | 0.22511 | 0.10441 | 0.019069 | 0.48242 | 0.12107 | 0.03281 | 0.0068767 | 0.11404 | 0.61769 | 0.20507 | 0.19796 | 0.027854 | 0.055121 | 0.29898 | 0.61695 | 0.38739 | 0.69342 | 0.0026409 | 0.054312 | 0.48881 | 0.9231 | 0.10059 | 0.16357 | 0.31644 | 1.2358 | 0.27466 | 0.53309 | 0.59583 | 0.0041302 | 0.0010161 | 0.34208 | 0.19718 | 1.4495 | 0.081464 | 0.15115 | 0.18996 |  |  | 2.6565 | 2.6878 |  | 0.32726 | 1.0951 | 0.01296 | 0.011939 |  | 0.39236 |  |  | 9.2518 |  | 0.0059377 | [93 empty] | 0.28205 | 0.26812 | 0.45775 | 0.69761 | 0.73187 | 1.107 | 1.6926 | 2.7323 | 4.369 | 9.7152 | [10 empty] | -0.24391 | 2.3501 | 114.3608
ccomm | [14 empty] | 0.10596 | 0.017451 | 0.0029742 | 0.038924 | 0.020487 | 0.17968 | 0.019965 | 0.0099193 | 0.024578 | 0.0038641 | 0.05648 | 0.029471 |  | 0.0045199 | 0.19028 | 0.00070771 | 0.011081 | 0.0023683 | 0.033244 | 0.15455 | 0.080192 | 0.049812 | 0.0034571 | 0.036954 | 0.11429 | 0.083257 | 0.71724 | 0.03651 | 0.00053678 | 0.011039 | 0.099353 | 0.28402 | 0.016369 | 0.044195 | 0.11595 | 0.069253 | 0.017633 | 0.084648 | 0.16738 | 0.0013485 | 0.00033175 | 0.11172 | 15.0423 | 0.33052 | 0.025854 | 0.023623 | 0.051048 | 0.28605 | 0.013838 | 0.28855 | 5.1747 | 0.15498 | 0.093039 | 0.31125 | 0.0076739 | 0.0070698 |  | 0.32273 | 0.36456 | 0.36769 | 216.3851 |  | 1.9434 | [93 empty] | 0.032914 | 0.060366 | 0.087124 | 0.094395 | 0.12248 | 0.14036 | 0.2065 | 0.35447 | 0.38403 | 0.82818 | [10 empty] | -0.050085 | 1.5054 | 248.0121
cfsrv | 0.27873 | 0.98993 | 0.049175 | 0.35617 | 0.97818 | 0.35371 | 0.35103 | 0.2085 | 0.030513 | 0.23435 | 0.14234 | 0.037287 | 0.64305 | 0.8616 | 4.7963 | 0.61755 | 0.20457 | 7.7321 | 3.1523 | 12.3592 | 0.29615 | 0.12394 | 0.23881 | 0.077038 | 0.22634 | 0.27457 | 0.066203 | 0.11932 | 0.76598 | 0.053452 | 0.069599 | 0.0025654 | 0.94548 | 0.80338 | 0.70616 | 0.95016 | 0.2069 | 0.21983 | 1.0088 | 0.56352 | 1.0631 | 0.32887 | 0.0031211 | 0.064187 | 0.57769 | 2.7337 | 0.27913 | 0.81745 | 0.9176 | 1.1021 | 0.4635 | 2.0043 | 2.3557 | 0.0091724 | 0.0022566 | 0.75983 | 0.99327 | 1.2308 | 0.21927 | 0.71521 | 0.8782 | 3.7326 | 1.4835 | 8.6721 | 47.7382 | 2.6231 | 1.8837 | 6.3504 | 0.63039 | 0.58019 |  | 5.3968 | 3.3436 | 283.9068 | 136.9719 | 17.8286 | 27.8916 | [93 empty] | 1.0952 | 1.9102 | 2.8065 | 3.331 | 4.9582 | 7.2707 | 11.4804 | 20.7737 | 52.6352 | 120.3011 | [10 empty] | -1.6073 | 38.5782 | 872.18
cbsrv | 0.0076162 | 0.029989 | 0.0012854 | 0.021622 | 0.084814 | 0.028828 | 0.010445 | 0.013308 | 0.0011994 | 0.013312 | 0.0031372 | 0.0082839 | 0.068793 | 0.0055042 | 1.6564 | 7.2043 | 0.028051 | 5.1795 | 1.7465 | 1.6947 | 0.82873 | 0.43153 | 1.549 | 0.13505 | 3.6261 | 2.8925 | 0.69445 | 0.11217 | 6.8687 | 0.72917 | 0.50373 | 0.1326 | 1.5839 | 5.0104 | 1.8582 | 1.8104 | 0.19099 | 0.49804 | 2.9734 | 6.4957 | 6.9708 | 1.8909 | 0.023602 | 0.48539 | 4.3685 | 15.9735 | 1.3378 | 1.8284 | 2.4599 | 6.9101 | 1.0233 | 5.1753 | 5.6081 | 0.03581 | 0.0088099 | 2.9653 | 2.1331 | 8.3229 | 1.118 | 1.838 | 1.6767 | 6.0314 | 2.0801 | 63.8503 | 164.8379 | 12.1941 | 13.1681 | 46.6417 | 3.6218 | 3.3027 |  | 10.4641 | 71.9452 | 38.785 | 122.2569 | 104.8118 | 118.1434 | [93 empty] | 5.8548 | 8.9645 | 12.0686 | 15.0336 | 19.0826 | 25.1268 | 34.4319 | 58.0395 | 107.0106 | 235.7433 | [8 empty] | 61.9277 | 2.2098 | 15.6531 | 55.4664 | 1567.6344
cgsrv | [66 empty] | 0.25056 | 0.83878 | 0.046152 | 0.042516 |  | 0.18612 | 0.064347 | 0.1589 | 2.3706 | 98.5472 | 9.8574 | [93 empty] | 0.15723 | 0.31715 | 0.49497 | 0.73661 | 1.3243 | 1.5354 | 2.4748 | 4.2228 | 9.1199 | 19.9892 | 1080.4345 | [9 empty] | -0.90659 | 1.5372 | 1233.8
cosrv | 0.076301 | 0.26238 | 0.035034 | 0.25726 | 0.79025 | 0.25452 | 0.099627 | 0.13618 | 0.022432 | 0.12392 | 0.050877 | 0.069595 | 0.65107 | 0.17238 | 0.97485 | 2.4586 | 0.017975 | 1.5401 | 1.1558 | 1.086 | 5.2243 | 2.372 | 2.9805 | 0.10476 | 0.6602 | 0.77323 | 0.34934 | 0.031792 | 5.4533 | 1.465 | 0.16235 | 0.01574 | 0.57849 | 4.4446 | 1.7165 | 7.4729 | 1.8175 | 0.24595 | 2.9251 | 5.0731 | 2.6208 | 0.80425 | 0.011614 | 0.23885 | 2.1497 | 4.3052 | 0.29138 | 1.1041 | 1.2355 | 5.8172 | 1.1249 | 1.9421 | 2.461 | 0.034568 | 0.0085044 | 2.8625 | 0.83608 | 5.1658 | 0.84048 | 0.81032 | 2.6643 | 0.3067 | 0.38851 | 64.4239 | 122.7019 | 19.9819 | 13.4551 | 47.7158 | 0.26521 | 0.24424 |  | 1.7972 | 2.8779 | 77.1232 | 72.2044 | 21.5218 | 14.5252 | [93 empty] | 4.2447 | 7.7293 | 9.7772 | 10.9211 | 13.0881 | 17.1107 | 23.1412 | 36.3121 | 77.8376 | 161.6503 | [10 empty] | -1.2882 | 32.642 | 944.1301
cimpt | [61 empty] | 4.661 | [127 empty] | 2.8575 |  |  | 7.5186
trc | [77 empty] | 0.76849 | 2.9976 | 0.17938 | 1.7815 | 3.671 | 1.429 | 1.3986 | 0.99556 | 0.15477 | 1.0918 | 0.97747 | 14.5463 | 1.1296 | 2.3348 |  |  |  |  | 0.16234 | 0.18463 | 17.1474 | 11.3442 | 4.4803 | 7.2449 | 11.3639 | 20.544 | 13.8299 | 1.5584 | 17.2768 | 14.9297 | 8.9652 | 3.3327 | 0.47865 | 18.6972 | 64.6504 | 19.8078 | 13.7314 | 3.4582 | 4.1685 | 13.2544 | 37.6892 | 26.1856 | 41.6068 | 53.5353 |  | 9.2262 | 2.3477 |  | 4.3387 | 39.0479 | 66.9169 | 9.3018 | 36.2608 | 37.8646 | 70.0057 | 34.5346 | 39.0465 | 37.1525 |  |  | 31.6667 | 16.7797 | 114.8236 | 3.6091 | 9.1826 | 16.2294 | [16 empty] | 0.8092 | [32 empty] | 1042.2281
flab-p | 0.12511 | 0.67235 | 0.027065 | 0.94555 | 1.7783 | 0.95581 | 0.28608 | 0.36757 | 0.035268 | 0.36184 | 0.10874 | 0.84816 | 0.5022 |  | 0.50832 | 2.8184 | 0.069391 | 3.9496 | 4.2018 | 4.1922 | 0.21753 | 0.15341 | 0.2748 | 0.03504 | 0.26692 | 0.22445 | 0.17052 | 0.046692 | 0.71524 | 0.24916 | 0.074682 | 0.005049 | 0.26385 | 0.66991 | 0.11289 | 0.13848 | 0.028482 | 0.15054 | 1.4481 | 0.20227 | 0.21992 | 0.28272 |  |  |  | 2.0564 | 0.10705 | 0.19283 | 1.0741 | 1.7685 | 0.097224 | 1.7559 | 1.1944 | 0.0011546 | 0.00070299 | 0.21904 | 0.0033477 | 0.83479 | 0.11623 | 0.59192 | 0.3516 | 6.6143 | 0.43794 | 6.931 | 5.8936 | 1.6747 | 2.1486 | 8.0236 | 0.037814 | 0.034836 | 1e-10 | 0.52853 | 0.28174 | 2.8024 | 10.4207 | 63.3823 | 32.8877 | [114 empty] | 0.96284 | 182.1322
flab-m | 0.11066 | 0.59591 | 0.023983 | 0.83121 | 1.5699 | 0.84348 | 0.25348 | 0.32511 | 0.031172 | 0.32019 | 0.096231 | 0.74899 | 1.5116 | 1.7143 | 6.1342 | 13.6517 | 0.052072 | 10.331 | 10.9906 | 3.1459 | 0.56724 | 0.40085 | 0.71589 | 0.090924 | 0.69443 | 0.58025 | 0.44155 | 0.12128 | 1.8583 | 0.64628 | 0.1935 | 0.013097 | 0.68544 | 3.2171 | 2.3569 | 2.161 | 0.41262 | 0.25231 | 4.997 | 1.1168 | 2.5835 | 1.1704 | 0.026545 | 0.54592 | 4.9133 | 5.7346 | 1.744 | 3.245 | 2.8544 | 4.7613 | 2.0659 | 11.4764 | 7.0775 | 0.0050694 | 0.0030866 | 0.96172 | 0.082069 | 6.6027 | 1.2861 | 2.4337 | 3.6616 | 2.6029 | 2.6276 | 19.7881 | 42.153 | 4.3135 | 3.2982 | 13.074 | 0.94061 | 0.86523 | 1e-10 | 6.1939 | 3.5387 | 11.4852 | 21.0595 | 50.9981 | 72.179 | [114 empty] | 2.1348 | 395.2917
flab-s | 0.11034 | 0.59332 | 0.02392 | 0.82811 | 1.5633 | 0.83914 | 0.25264 | 0.32397 | 0.031088 | 0.31905 | 0.095959 | 0.74604 | 0.6057 | 0.054378 | 7.8057 | 17.1394 | 0.078758 | 12.5113 | 13.3101 | 4.7582 | 1.3486 | 0.95816 | 1.698 | 0.2144 | 1.6404 | 1.3531 | 1.0347 | 0.28666 | 4.3433 | 1.5164 | 0.45444 | 0.030875 | 1.618 | 4.0891 | 2.1871 | 1.1924 | 0.40124 | 0.28361 | 3.4881 | 5.7257 | 6.2154 | 2.3202 | 0.0077375 | 0.15913 | 1.4321 | 10.4696 | 1.6282 | 4.8818 | 5.3015 | 7.101 | 4.7476 | 9.0801 | 12.8253 | 0.01542 | 0.0093887 | 2.9245 | 4.0025 | 11.4519 | 4.0513 | 1.3286 | 1.4181 | 6.73 | 2.3269 | 21.5598 | 85.8712 | 7.2747 | 5.6273 | 22.4218 | 0.78088 | 0.71851 | 1e-10 | 11.4878 | 11.7444 | 49.5265 | 36.9991 | 182.2762 | 45.2376 | [114 empty] | 3.6047 | 681.4135
flab-t | 0.1981 | 1.0434 | 0.042567 | 1.543 | 2.8385 | 1.5084 | 0.44781 | 0.57989 | 0.056154 | 0.56944 | 0.17195 | 1.3479 | 0.65135 |  | 9.6866 | 14.509 | 0.18864 | 10.259 | 10.9141 | 11.3966 | 2.5499 | 1.8259 | 3.1995 | 0.40013 | 3.0734 | 2.4854 | 1.9139 | 0.53687 | 8.0294 | 2.813 | 0.84322 | 0.057594 | 3.0259 | 13.8002 | 1.2151 | 3.0927 | 0.0069877 | 0.95132 | 2.2292 | 6.9478 | 7.3 | 5.8692 | 0.060373 | 1.2416 | 11.1746 | 13.7717 | 1.0019 | 5.7594 | 2.0662 | 2.6519 | 1.9992 | 8.7429 | 8.5351 | 0.024756 | 0.015073 | 4.6935 | 1.8163 | 13.8126 | 0.92608 | 0.46191 | 1.0236 | 26.1657 | 5.9493 | 23.8563 | 120.9403 | 4.1014 | 6.6604 | 27.9212 | 1.2984 | 1.1935 | 1e-10 | 9.4444 | 18.3121 | 176.8892 | 81.9608 | 390.5911 | 60.8872 | [114 empty] | 6.1697 | 1182.2388
fcap | 0.97806 | 3.8871 | 0.23948 | 2.2576 | 4.8576 | 1.7632 | 1.6113 | 1.1691 | 0.20539 | 1.3727 | 1.3493 | 23.8576 | 3.2203 | 5.5986 | 88.8505 | 13.0218 | 0.5547 | 60.7696 | 38.8184 | 33.5122 | 9.6154 | 2.9841 | 5.0852 | 2.7441 | 4.8832 | 3.921 | 3.6928 | 5.5541 | 7.3377 | 3.2978 | 0.9216 | 0.54093 | 6.819 | 19.0686 | 0.69478 | 0.17617 | 1.6003 | 0.27677 | 11.5302 | 10.0274 | 0.45928 | 36.6755 | 0.026211 | 0.53906 | 4.8515 | 2.2031 | 2.2901 | 1.3473 | 6.3307 | 4.5559 | 4.1636 | 2.1997 | 9.0336 | 0.2436 | 0.050225 | 0.19015 | 2.8729 | 6.8659 | 0.71439 | 1.2751 | 19.0011 |  | 26.7765 | 68.5146 | 227.6167 | 20.3212 | 42.9412 | 175.9888 | 5.0425 | 4.4822 | 1e-10 | 27.2869 | 50.1752 | 172.7329 | 217.0373 | 102.1875 | 263.8866 | [114 empty] | 105.6815 | 2005.2262
fegy | [61 empty] | 100.0908 | [130 empty] | 100.0908
fland | 1.1383 | 5.1332 | 0.45886 | 0.32952 | 0.39232 | 0.28691 | 2.5959 | 0.18223 | 0.16542 | 0.88016 | 5.4645 | [181 empty] | 17.0273
ent-n | [165 empty] | 1041.5915 |  |  | 254.7835 |  | 0.072848 | 0.29198 | 0.68023 | 1.5038 | 3.8012 | 7.3193 | 12.7331 | 38.1094 | 81.517 | 278.9981 | 523.5972 |  |  |  |  | -1.5987e-14 | 5.3291e-15 | -6.5226e-16 |  |  |  |  | 2244.9993
ent-e | [166 empty] | 100.0908 | [25 empty] | 100.0908
hhd-0 | [161 empty] | 15.8541 | 11.1198 | 1.194 | 0.047183 | 1.6939 |  | 0.035133 | 0.98403 | [11 empty] | 49.8964 | [10 empty] | 0.031696 | 80.8562
hhd-1 | [161 empty] | 20.3987 | 15.6241 | 4.7051 | 0.54932 | 4.489 |  | 0.060613 | 2.1522 | [11 empty] | 63.2738 | [10 empty] | 0.069307 | 111.322
hhd-2 | [161 empty] | 16.2713 | 21.9257 | 9.7181 | 1.262 | 7.4576 |  | 0.11918 | 4.7449 | [11 empty] | 69.0501 | [10 empty] | 0.15264 | 130.7017
hhd-3 | [161 empty] | 18.9129 | 28.6981 | 17.7765 | 1.5194 | 12.1648 |  | 0.18194 | 7.7916 | [11 empty] | 73.8265 | [10 empty] | 0.25031 | 161.122
hhd-4 | [161 empty] | 17.3252 | 35.8292 | 23.6212 | 4.0192 | 17.7198 |  | 0.25591 | 10.0132 | [11 empty] | 65.9864 | [10 empty] | 0.32119 | 175.0912
hhd-5 | [161 empty] | 22.5021 | 52.3037 | 45.2811 | 12.2142 | 29.1042 |  | 0.41869 | 16.0379 | [11 empty] | 66.097 | [10 empty] | 0.51367 | 244.4725
hhd-6 | [161 empty] | 18.2796 | 47.0795 | 80.4869 | 25.3066 | 47.8346 |  | 0.64807 | 29.2688 | [11 empty] | 48.0394 | [10 empty] | 0.93438 | 297.8778
hhd-7 | [161 empty] | 16.0906 | 69.1298 | 103.404 | 72.2792 | 72.1745 |  | 1.2589 | 57.2402 | [11 empty] | 40.4669 | [10 empty] | 1.8144 | 433.8585
hhd-8 | [161 empty] | 13.5349 | 66.5643 | 171.4061 | 251.4712 | 127.3328 |  | 3.9339 | 148.6336 | [11 empty] | 28.9648 | [10 empty] | 4.7411 | 816.5828
hhd-9 | [161 empty] | 21.8249 | 44.502 | 219.5658 | 806.2903 | 333.0185 |  | 10.115 | 530.2668 | [11 empty] | 14.4701 | [10 empty] | 17.0262 | 1997.0796
gov | [165 empty] | 108.7253 |  |  | 308.5404 |  | 0.028642 | 0.19345 | 0.51473 | 0.91404 | 1.9584 | 5.4056 | 8.7518 | 20.2172 | 66.17 | 208.4669 | 265.5751 | 94.6835 | 784.1453 | 53.8263 | 497.9082 | [6 empty] | 0.96819 | 2426.9931
atax | 0.0049504 | 0.019502 | 0.00083569 | 0.014048 | 0.055111 | 0.018738 | 0.006791 | 0.0086505 | 0.0007795 | 0.0086541 | 0.0020392 | 0.0053846 | 0.39358 | 0.047257 | 1.186 | 1.6784 | 0.009648 | 0.88924 | 0.39009 | 0.58288 | -0.11516 | 0.30963 | 0.16853 | -0.030149 | 0.53891 | 0.11196 |  | -0.18956 | 0.20863 | -0.23452 | -0.086676 |  | -0.69034 | 0.97019 | 0.13402 | 0.20178 | -0.00023337 | 0.10174 | 0.25516 | 0.11354 | 0.48746 | 1.0151 | -0.0064743 | -0.13315 | -1.1983 | 0.83673 | 0.037929 | -0.037329 | 0.24957 | 0.64374 | 0.13041 | 0.12523 | 0.05219 | 0.0037384 | 0.00091971 | 0.30971 | 0.13931 | 0.1087 | 0.088033 | 0.088151 | 0.21582 | 0.26131 | -0.35092 | 1.8141 | 11.9005 | 2.0841 | 0.97663 | 3.2797 | 0.2873 | 0.26457 |  | 1.2776 | 1.5105 | 7.2183 | 37.9169 | 10.2434 | 5.7519 | [115 empty] | 94.6835
dtax | [168 empty] | 240.2511 | 7.5745 | 0.049171 | 0.3321 | 0.88356 | 1.5688 | 3.36 | 9.2667 | 14.9945 | 34.5596 | 113.2723 | 358.0329 | [12 empty] | 784.1453
mtax | [77 empty] | 0.20484 | 0.01522 | 0.017381 | 0.021859 | 0.02365 | 0.003937 | 0.054076 | 0.00022708 | 0.028536 |  | 0.083301 | 0.02033 | 0.0037758 | 0.033803 | [6 empty] | 5.7246e-05 | 1.3371 | 0.046421 | 0.23384 | 0.54169 | 0.43482 | 0.097548 | 0.016961 | 0.093882 | 0.24816 |  | 0.26171 | 0.062538 | 0.47747 | 5.5218 | 1.5373 | 2.3625 | 0.87164 | 4.0941 | 0.067147 | 0.35139 | 0.061256 | [6 empty] | 0.03622 | 0.32598 | 1.471 | 1.5229 | 1.4072 | 0.98234 | 0.08364 | 0.020158 | 1.1523 | 1.4156 |  |  | 2.561 | 3.0287 | 18.4027 | 0.18591 | 1.0397 | 0.89342 | [16 empty] | 0.067429 | [32 empty] | 53.8263
stax | [81 empty] | 0.15386 |  | 0.91326 |  |  | 0.75846 | 0.73159 | 1.3544 | 1.7418 | 0.4651 |  |  |  |  | 0.0032156 | 0.0033916 | 2.3444 | 9.6916 | 2.4421 | 3.3546 | 2.5838 | 4.4277 | 3.0601 | 2.6598 | 0.94093 | 4.8145 | 3.1064 | 1.1541 | 0.30027 | 3.8609 | 91.8885 | 3.7098 | 9.8601 | 0.4744 | 2.5487 | 1.281 | 2.9843 | 3.2785 | 27.946 | 33.1244 |  | 6.2516 | 2.6813 |  | 0.060272 | 0.54245 | 19.344 | 2.5166 | 1.5539 | 2.9549 | 0.86682 | 0.22541 | 3.4421 | 1.4899 |  |  | 3.9891 | 7.515 | 20.1079 | 0.61933 | 2.9757 | 3.318 | 8.2464 | 4.1001 | 3.6749 | 1.3325 | 9.9856 | -7.2137 | -1.1494 | -1.8268 | -0.75368 |  | 0.54645 | 0.27051 | 29.6991 | 55.6204 | 29.797 | 57.0589 | 0.10388 | [32 empty] | 497.9082
utax | -0.052677 | -0.25766 | -0.014027 | -0.39632 | -0.61383 | -0.55951 | -0.096287 | -0.2693 | -0.010434 | -0.076195 | -0.075201 | -1.2746 | -0.637 | -0.07466 | -0.78195 | -3.9741 | -0.013278 | -3.4867 | -1.6471 | -0.80221 | -0.037019 | -0.018166 | -0.060962 | -0.0078428 | -0.079177 | -0.1301 | -0.1902 | -0.0084942 | -0.25245 | -0.013493 | -0.008422 | -0.0019055 | -0.038249 | -0.091354 | 0.019257 | 0.0075546 | 0.0008629 | 0.0014397 | 0.017085 | 1.503 | 0.0085094 | -13.8781 | 0.010092 | 0.20755 | 1.8679 | 1.1135 | 0.056379 | 0.088036 | 0.43792 | -11.9416 | -11.6413 | 0.030444 | 0.019674 | -1.1397e-05 | -2.8038e-06 | 0.010165 | 0.0040154 | 0.03496 | 0.0052464 | 0.0053855 | 0.0096081 |  | -0.14681 | 0.019682 | -1.8401 | -0.36339 | 0.43427 | -0.1756 | -0.12124 | -0.11169 |  | -0.15622 | -0.16782 | -0.33644 | -6.2079 | -0.7734 | -1.5798 | [93 empty] | 1.9461 | 2.4148 | 2.8255 | 3.3703 | 4.0286 | 4.9206 | 5.7117 | 8.4568 | 10.3902 | 15.515 | [12 empty] | -1.5987e-14
utax-cl | [41 empty] | -9.528 |  | -0.014258 | -0.12833 | -0.04189 | -0.024313 | -0.004672 | [13 empty] | 9.7415 | [130 empty] | 8.8818e-15
utax-ch | -0.0011359 | -0.0044774 | -0.00019183 | -0.0032212 | -0.01264 | -0.0042996 | -0.0015588 | -0.0019852 | -0.00017884 | -0.001986 | -0.00046797 | -0.0012356 |  |  |  | 0.34272 | 0.009521 |  | 2.7067 | 0.57521 | -0.0089582 | -0.013973 | -0.030965 | -0.0073643 | -0.013742 | -0.0010167 |  | -0.00036064 | -0.031778 | -0.042144 |  |  | -0.015931 | -0.046923 | -1.3808 | -0.42579 | -0.022964 | -0.0057803 | -0.94286 | 1.4637 | -0.1498 | [7 empty] | -0.62821 | -3.422 | -0.00076828 | -0.30922 | -0.16427 | -0.0012571 | -0.00030928 | -0.09124 | -0.031203 | -0.018063 | -0.024772 | -0.1482 | -0.058169 |  | 1.2652 |  |  | 0.035982 | [5 empty] | 0.10759 | 0.0014486 |  | 0.88217 | 0.57742 | 0.10462 | [94 empty] | 1.3878e-17 | 3.4694e-18 | 3.4694e-18 | 1.3878e-17 |  | -1.3878e-17 | -6.9389e-18 | [14 empty] | -6.5226e-16
s-i | [168 empty] | 634.291 | 28.8834 | 0.056458 | 0.089183 | 0.15069 | 0.29971 | 0.42957 | 0.66274 | 0.90443 | 1.6368 | 3.7804 | 61.8265 | -11.9653 | [10 empty] | 160.3212 | 881.3667
s-e | [169 empty] | 31.2166 | [22 empty] | 31.2166
dstk | [188 empty] | 6.5652 |  |  |  | 6.5652
row | [77 empty] | 7.3648 | 0.42107 | 0.36521 | 0.64407 | 0.67241 | 0.11107 | 1.3851 | 0.0064 | 1.2058 |  | 2.4524 | 1.8155 | 0.4798 | 0.23391 | 1e-06 |  | 105.8283 | 5.376 |  | 1.9228 | 22.7948 | 11.4028 | 3.2219 | 3.9566 | 13.6826 | 2.0625 | 4.4279 | 1.5016 | 1.5506 | 2.921 | 1.8585 | 2.1868 | 0.4464 | 6.0308 | 7.6906 | 14.5734 | 22.8807 | 7.6552 | 17.0232 | 1.6204 | 18.4578 | 4.3548 | 2.6767 | 73.2176 | 0.001 | 0.001 | 0.001 | 1e-06 | 5.323 | 47.9072 | 92.427 | 17.6403 | 18.4509 | 22.1375 | 18.5014 | 22.7207 | 34.5647 | 147.1874 |  |  | 68.3774 | 101.5961 | 214.2969 | 18.1068 | 8.7014 | 20.5493 |  | 0.64003 | 1.3941 | 1.1025 | 31.4173 | 24.6034 | 0.8608 | 4.7717 | 2.2473 |  | 1.7104 | 1.8919 | 12.7732 | 100.1585 | 0.87764 | 48.4629 | 6.538 |  | 1.1378 | 2.5156 | 4.2546 | 7.2802 | 201.9198 |  |  |  | 32.4163 | 0.0021379 | 0.008569 | 0.019967 | 0.044158 | 0.11175 | 0.21539 | 0.37523 | 1.1313 | 2.4061 | 8.2083 | 49.2802 | [11 empty] | 1787.748
total | 7.3694 | 28.0405 | 1.7014 | 16.895 | 38.3927 | 14.1259 | 11.7254 | 9.1927 | 1.5011 | 10.7034 | 10.2633 | 66.3749 | 18.8652 | 9.7303 | 170.1656 | 102.6561 | 1.8979 | 193.3056 | 148.2901 | 114.662 | 60.6407 | 23.7458 | 42.0746 | 9.8994 | 40.8061 | 40.6217 | 19.6775 | 14.8026 | 92.6808 | 21.8775 | 10.7415 | 1.2873 | 35.1334 | 119.6697 | 44.6008 | 46.496 | 13.6114 | 11.5069 | 65.9467 | 102.4024 | 64.7646 | 199.369 | 1 | 15.4009 | 138.6078 | 184.282 | 23.5602 | 53.0933 | 75.3755 | 202.4514 | 76.3469 | 116.8301 | 133.7558 | 1 | 0.25315 | 68.4018 | 53.5582 | 236.3528 | 25.9521 | 28.2299 | 72.1901 | 242.2857 | 86.7035 | 553.233 | 1042.3371 | 117.7654 | 128.3263 | 631.1907 | 35.447 | 30.4062 | 117.3063 | 112.1039 | 245.8497 | 829.7077 | 1411.8555 | 1203.1254 | 838.6083 | 15.7075 | 31.4743 | 2.2634 | 19.3425 | 42.9136 | 15.6699 | 15.4764 | 10.1949 | 2.8902 | 12.5537 | 14.5081 | 84.1114 | 22.2202 | 12.798 | 63.4999 | 86.9996 | 105.8283 | 7.2739 | 193.4712 | 220.0357 | 209.6359 | 94.4163 | 33.9365 | 56.8646 | 38.0714 | 68.2752 | 62.0371 | 25.4143 | 34.6648 | 115.5941 | 35.8076 | 17.6768 | 2.5751 | 64.1999 | 289.421 | 84.229 | 95.3306 | 26.0709 | 39.3413 | 82.1697 | 161.8852 | 98.6448 | 182.4237 | 213.57 | 10.1759 | 28.6866 | 17.1295 | 1 | 25.159 | 226.4313 | 364.441 | 54.5417 | 110.7662 | 139.3149 | 291.9089 | 133.8477 | 195.0357 | 321.0013 | 1 | 0.25315 | 174.9961 | 182.4777 | 603.984 | 48.4733 | 50.1293 | 113.1802 | 250.5321 | 91.4436 | 558.302 | 1044.7721 | 159.1683 | 145.716 | 630.9021 | 38.3919 | 31.8999 | 117.3063 | 114.3608 | 248.0121 | 872.18 | 1567.6344 | 1233.8 | 944.1301 | 7.5186 | 1042.2281 | 182.1322 | 395.2917 | 681.4135 | 1182.2388 | 2005.2262 | 100.0908 | 17.0273 | 2244.9993 | 100.0908 | 80.8562 | 111.322 | 130.7017 | 161.122 | 175.0912 | 244.4725 | 297.8778 | 433.8585 | 816.5828 | 1997.0796 | 2426.9931 | 94.6835 | 784.1453 | 53.8263 | 497.9082 | -1.5987e-14 | 5.3291e-15 | -6.5226e-16 | 881.3667 | 31.2166 | 6.5652 | 1787.748

## From SAM
Previous SAM Final VA | [14 empty] | Previous SAM shares
| aelec-cds | aelec-clw | aelec-nuc | aelec-hyd | aelec-spv | aelec-sth | aelec-wnd | aelec-was | aelec-gas | aelec-die | [5 empty] | aelec-cds | aelec-clw | aelec-nuc | aelec-hyd | aelec-spv | aelec-sth | aelec-wnd | aelec-was | aelec-gas | aelec-die
flab-p | 0.0055359 | 635.4372 | 55.7377 | 15.5585 | 1.2638 | 1.8957 | 0.1914 | 0.44729 | 0.0002296 | 0.039463 | 710.5768 | 5.434% |  |  | flab-p | 0.053916 | 0.053916 | 0.072358 | 0.034954 | 0.051015 | 0.051015 | 0.051015 | 0.051447 | 0.042105 | 0.042105
flab-m | 0.014075 | 1615.6264 | 74.4664 | 52.0174 | 2.2503 | 3.3754 | 0.3408 | 0.8308 | 0.00045136 | 0.077579 | 1748.9996 | 13.38% |  |  | flab-m | 0.13708 | 0.13708 | 0.096671 | 0.11686 | 0.090834 | 0.090834 | 0.090834 | 0.095558 | 0.082775 | 0.082775
flab-s | 0.028465 | 3267.3535 | 163.0789 | 146.9114 | 5.6729 | 8.5094 | 0.85915 | 2.1118 | 0.0012714 | 0.21852 | 3594.7453 | 27.49% |  |  | flab-s | 0.27723 | 0.27723 | 0.21171 | 0.33005 | 0.22899 | 0.22899 | 0.22899 | 0.24289 | 0.23316 | 0.23316
flab-t | 0.054601 | 6267.3368 | 477.0263 | 230.6313 | 15.5863 | 23.3794 | 2.3605 | 5.3043 | 0.0035005 | 0.60166 | 7022.2846 | 53.7% |  |  | flab-t | 0.53177 | 0.53177 | 0.61927 | 0.51813 | 0.62916 | 0.62916 | 0.62916 | 0.6101 | 0.64196 | 0.64196
| 0.10268 | 11785.7539 | 770.3093 | 445.1186 | 24.7733 | 37.1599 | 3.7518 | 8.6942 | 0.0054529 | 0.93723 | 13076.6062 |  |  |  |  | 1 | 1 | 1 | 1 | 1 | 1 | 1 | 1 | 1 | 1
| 0.0007852% | 90.13% | 5.891% | 3.404% | 0.1894% | 0.2842% | 0.02869% | 0.06649% | 4.17e-05% | 0.007167%
Kallie Techs | [14 empty] | Kalie Techs - Shares
| aelec-coa | aelec-nuc | aelec-hyd | aelec-sol | aelec-spv | aelec-sth | aelec-wnd | aelec-geo | aelec-was | aelec-gas | aelec-die |  |  |  |  | aelec-coa | aelec-nuc | aelec-hyd | aelec-sol | aelec-spv | aelec-sth | aelec-wnd | aelec-geo | aelec-was | aelec-gas | aelec-die
flab-p | 0.020989 | 0.037343 | 0.020184 | 0.04503 | 0.0034816 | 0.0034816 | 0.04503 | 0.04503 | 0.016626 | 0.0034816 | 0.0034816 | 0.24416 |  |  | flab-p | 0.11233 | 0.15626 | 0.075896 | 0.11408 | 0.096342 | 0.096342 | 0.11408 | 0.11408 | 0.11397 | 0.096342 | 0.096342
flab-m | 0.048861 | 0.045679 | 0.061785 | 0.073409 | 0.0062667 | 0.0062667 | 0.073409 | 0.073409 | 0.028274 | 0.0062667 | 0.0062667 | 0.42989 |  |  | flab-m | 0.26151 | 0.19115 | 0.23233 | 0.18598 | 0.17341 | 0.17341 | 0.18598 | 0.18598 | 0.19382 | 0.17341 | 0.17341
flab-s | 0.046411 | 0.046985 | 0.081958 | 0.086921 | 0.0082909 | 0.0082909 | 0.086921 | 0.086921 | 0.033756 | 0.0082909 | 0.0082909 | 0.50303 |  |  | flab-s | 0.24839 | 0.19661 | 0.30818 | 0.22022 | 0.22942 | 0.22942 | 0.22022 | 0.22022 | 0.23139 | 0.22942 | 0.22942
flab-t | 0.070583 | 0.10897 | 0.10201 | 0.18935 | 0.018099 | 0.018099 | 0.18935 | 0.18935 | 0.067224 | 0.018099 | 0.018099 | 0.98922 |  |  | flab-t | 0.37777 | 0.45598 | 0.38359 | 0.47972 | 0.50082 | 0.50082 | 0.47972 | 0.47972 | 0.46082 | 0.50082 | 0.50082
| 0.18684 | 0.23897 | 0.26594 | 0.39471 | 0.036138 | 0.036138 | 0.39471 | 0.39471 | 0.14588 | 0.036138 | 0.036138 |  |  |  |  | 1 | 1 | 1 | 1 | 1 | 1 | 1 | 1 | 1 | 1 | 1
From 2012 Model
QFX_aelec (Labour supply ['000 employees]) | [5 empty] | WF (avg wage rate) [mR/empl./year] |  |  |  | WFDist_aelec (wage distortion factor) |  |  |  | WF*WFDist |  | QF*WF*WFDist [bR] |  | SAM check [bR]
|  |  | 2012 | Share |  |  | 2012 |  |  |  | 2012 | [7 empty] | aelec
flab-p | nat | base | 3.7306 | 0.051588 |  | flab-p | 0.039 |  |  | flab-p | 2.821 |  |  | 0.11002 |  | 0.41044 |  | flab-p | 0.41
flab-m | nat | base | 4.2457 | 0.05871 |  | flab-m | 0.05 |  |  | flab-m | 2.255 |  |  | 0.11275 |  | 0.4787 |  | flab-m | 0.483
flab-s | nat | base | 14.0477 | 0.19425 |  | flab-s | 0.089 |  |  | flab-s | 1.946 |  |  | 0.17319 |  | 2.433 |  | flab-s | 2.444
flab-t | nat | base | 50.2919 | 0.69545 |  | flab-t | 0.177 |  |  | flab-t | 2.236 |  |  | 0.39577 |  | 19.9041 |  | flab-t | 19.861
|  |  | 72.3159 | [15 empty] | 23.198
[18 empty] | avg | 0.32079
4.2256
3.7133
13.9822
50.0583
|  |  | IFA_ELC |  |  |  |  | iva_ELC |  |  | QA_ELC
|  |  | flab-p | flab-m | flab-s | flab-t |  |  | aelec |  |  |  |  | 2012
|  | 2012 | 0.0443 | 0.0504 | 0.1667 | 0.5969 |  | 2012 | 0.11017 |  | aelec | base | 2050 | 765
|  | Check | 3.7336 | 4.2477 | 14.0495 | 50.3068

## ElecBY
41.02
|  |  |  | Source | 2019 SAM
| GOS (2012 Rands) | mR | 61052.791 | 2012 SAM
| GOS (2015 Rands) | mR | 71553.871 | 1.172 (conversion from 2012->2015)
| Gx | mR | 26551.5021
| Tx | mR | 10262.0427
| Dx | mR | 34740.3263
| Other Operating Costs (2012 Rands) | mR | 41635.0188 |  | 73.5115
| Other Operating Costs (2015 Rands) | mR | 48796.2421 | 1.172 (conversion from 2012->2015) | 60255.3248
| Gx | mR | 18106.8264 |  | 22358.9494
| Tx+other corporate | mR | 6998.2115 |  | 8641.6389
| Dx | mR | 23691.2042 |  | 29254.7365
| Fuel (incl.tra-coal) (2012 Rands) | mR | 38479.3137 | 2012 SAM | 57.2269
| Fuel (2015 Rands) | mR | 45097.7557 | 1.172 (conversion from 2012->2015) | 46.9073
| Total | mR | 165447.8688 | 141167.1236
| Units | TWh | 208 | 212.2222
| Avg Unit cost (2015 Rands) | R/kWh | 0.79542 | 0.66519 | 0.6588
| Avg Unit cost (2012 Rands) | R/kWh | 0.67869
| Eskom |  | 2012/13 | Source
| Generation | mR | 9894 | Eskom MYPD3 Table 23: gross maintenance costs per division
| Transmission | mR | 397
| Distribution | mR | 8298
| Corporate | mR | 211
| Total gross costs (Rm) | mR | 18801
| Manpower included in gross | mR | -5542
| Consulting fees included in gross | mR
| Capitalised | mR | -2815
| Total net maintenance (Rm) | mR | 10443
Generation Capacity
| Non-Eskom | MW | 784 |  | NERSA 2012 (Table 3.2, Munics Net Maximum Power)
| Eskom | MW | 40329 |  | NERSA 2012 (Table 3.2, Eskom Net Maximum Power)
| Total Capacity | MW | 41113
Distribution
| Eskom | GWh | 119341 |  | NERSA 2012 (table 6.5) (Eskom - own use - redistributors)
| non-eskom | GWh | 94247 |  | NERSA 2012 (table 6.5) (Munics - own use)
| Total | GWh | 213588
Restructured from Table Above
| Gx |  | 10086.3404 | Generation scaled up using non-Eskom capacity
| Tx |  | 608 | Transmission + Corporate
| Dx (incl.Munics) |  | 14851.1679 | Distribution scaled up using non-Eskom distribution
| Total |  | 25545.5083
| Other |  | 16089.5106
Other split into 3 and added to components
| Gx |  | 15449.5106 | 37.11%
| Tx + other corporate |  | 5971.1702 | 14.34%
| Dx (incl.Munics) |  | 20214.3381 | 48.55%
[6 empty] | Life | 60 | Scaling | 0.74295
| Distribution |  |  |  |  | Discount | 8.2%
| NCAP_COST | RESID | CAP_2012 | INV | Check | 0.076461 | CRF | Unscaled GOS | Scaled GOS | Scaled NCAP_COST | Check | Scaled Total FOM | Scaled NCAP_FOM (unit cost)
XAGRELC | 30869.1975 | 0.912 | 0.912 | 2152.541 | 2360.2423 | 0.076459 | 0.076461 | 2152.5945 | 1599.2741 | 22934.3283 | 22934.3283 | 1090.6268 | 1195.8627
XCOMELC | 15434.5988 | 6.0609 | 6.0609 | 6933.335 | 1143.9448 | 0.074116 | 0.076461 | 7152.774 | 5314.1669 | 11467.1642 | 11467.1642 | 3624.002 | 597.9313
XICPELC | 7336.752 | 1.2667 | 1.2667 | 710.5909 | 560.9781 | 0.076461 | 0.076461 | 710.5909 | 527.9349 | 5450.8537 | 5450.8537 | 360.0258 | 284.2234
XIFAELC | 7336.752 | 0 | 1.7473 | 980.2029 |  | FALSE | 0.076461 | 980.197 | 728.2392 | 5450.8537 | 5450.8537 | 496.6235 | 284.2234
XIFBELC | 11787.4425 | 0.5433 | 0.5602 | 489.6675 |  | FALSE | 0.076461 | 504.8993 | 375.1159 | 8757.5025 | 8757.5025 | 255.8107 | 456.6417
XIISELC | 7336.752 | 3.5015 | 3.5015 | 1964.265 | 560.9782 | 0.076461 | 0.076461 | 1964.2647 | 1459.3541 | 5450.8537 | 5450.8537 | 995.2082 | 284.2234
XIMIELC | 7336.752 | 4.1948 | 4.1948 | 2353.191 | 560.9781 | 0.076461 | 0.076461 | 2353.1908 | 1748.3075 | 5450.8537 | 5450.8537 | 1192.2603 | 284.2234
XINFELC | 7336.752 | 2.8782 | 2.8782 | 1614.607 | 560.978 | 0.076461 | 0.076461 | 1614.6071 | 1199.5754 | 5450.8537 | 5450.8537 | 818.0517 | 284.2234
XINMELC | 7336.752 | 0.8427 | 0.8427 | 472.7362 | 560.978 | 0.076461 | 0.076461 | 472.7362 | 351.2203 | 5450.8537 | 5450.8537 | 239.515 | 284.2234
XIOTELC | 11787.4425 | 0.904 | 1.4596 | 1197.786 |  | FALSE | 0.076461 | 1315.514 | 977.3636 | 8757.5025 | 8757.5025 | 666.5142 | 456.6417
XIPPELC | 11787.4425 | 1.3541 | 1.3541 | 1220.429 | 901.2842 | 0.076461 | 0.076461 | 1220.4286 | 906.7197 | 8757.5025 | 8757.5025 | 618.3385 | 456.6417
XRESELC | 30869.1975 | 10.6821 | 10.6821 | 23457.83 | 2195.9942 | 0.071139 | 0.076461 | 25212.9707 | 18732.024 | 22934.3283 | 22934.3283 | 12774.3246 | 1195.8627
XTRAELC | 15434.5988 | 9.9385 | 0.4507 | 11728.91 |  | FALSE | 0.076461 | 531.8938 | 395.1715 | 11467.1642 | 11467.1642 | 269.4877 | 597.9313
XUPSELC | 7717.2994 | 0.7735 | 0.9714 | 572.4462 |  | FALSE | 0.076461 | 573.1991 | 425.8593 | 5733.5821 | 5733.5821 | 290.4152 | 298.9657
Total | [7 empty] | 46759.8606 | 34740.3263 |  |  | 23691.2042
Target | [8 empty] | 34740.3263 |  |  | 23691.2042
| Transmission | [7 empty] | 2012 | Scaled NCAP_COST |  |  | Scaled FOM
ETRANS |  | 34.2 | 34.2 |  |  |  | 0.076461 |  |  | 3924.3314 |  |  | 204.6261
Target | [8 empty] | 10262.0427 |  |  | 6998.2115
Generation
| Unscaled NCAP_COST | RESID | LIFE | CRF | Unscaled GOS | Scaled GOS | Scaled NCAP_COST | Unscaled FOM (unit cost) | Unscaled total FOM | Scaled Total FOM | NCAP_FOM (unit cost) | Unscaled ACT_COST (VOM) | SCALED ACT_COST | ACT_COST | Scaled ACT_COST
EPTSTO-E | 22451 | 1.58 | 50 | 0.077288 | 2741.5995 | 516.6308 | 4230.6972 | 9.89 | 15.6262 | 7.0685 | 4.4737 | 0 | 0 | 0 | 0 |  | 2011 | 2012
ERHYD-E | 22781.424 | 0.665 | 50 | 0.077288 | 1170.8837 | 220.6429 | 4292.9627 | 91.438 | 60.8063 | 27.5056 | 41.3618 | 0 | 0 | 0 | 0 | ETCLDFB-N |  | 30
ERHYD-I | 22781.424 | 1.5 | 50 | 0.077288 | 2641.091 | 497.6908 | 4292.9627 | 91.438 | 137.157 | 62.0427 | 41.3618 | 0 | 0 | 0 | 0 | ETCLEARNO-E | 10 | 10
ETCLEARNO-E | 38904 | 2.232 | 30 | 0.08365 | 7263.6093 | 1368.7645 | 7331.123 | 845 | 1886.04 | 853.1465 | 382.2341 | 993.7519 | 449.5217 | 20.2778 | 9.1726 | ETCLECAMD-E | 10 | 10
ETCLECAMD-E | 38904 | 1.45 | 30 | 0.08365 | 4718.7426 | 889.2063 | 7331.123 | 845 | 1225.25 | 554.2395 | 382.2341 | 680.4067 | 307.7806 | 20.2778 | 9.1726 | ETCLEDUVH-E | 9 | 9
ETCLEDUVH-E | 38904 | 3.45 | 30 | 0.08365 | 11227.3531 | 2115.6978 | 7331.123 | 845 | 2915.25 | 1318.7077 | 382.2341 | 1557.773 | 704.6556 | 20.2778 | 9.1726 | ETCLEGROO-E | 10 | 10
ETCLEGROO-E | 38904 | 1.09 | 30 | 0.08365 | 3547.1927 | 668.4379 | 7331.123 | 845 | 921.05 | 416.6352 | 382.2341 | 483.4469 | 218.6863 | 20.2778 | 9.1726 | ETCLEHEND-E | 10 | 10
ETCLEHEND-E | 38904 | 1.865 | 30 | 0.08365 | 6069.2793 | 1143.7033 | 7331.123 | 845 | 1575.925 | 712.8666 | 382.2341 | 850.5084 | 384.7258 | 20.2778 | 9.1726 | ETCLEIG-N |  | 30
ETCLEKELB-E | 38904 | 0.6 | 30 | 0.08365 | 1952.5832 | 367.9474 | 7331.123 | 845 | 507 | 229.3405 | 382.2341 | 30.581 | 13.8333 | 20.2778 | 9.1726 | ETCLEKELA-E |  | 10
ETCLEKEND-E | 38904 | 3.84 | 30 | 0.08365 | 12496.5322 | 2354.8636 | 7331.123 | 845 | 3244.8 | 1467.779 | 382.2341 | 1718.922 | 777.551 | 20.2778 | 9.1726 | ETCLEKELB-E | 10 | 10
ETCLEKOMA-E | 38904 | 0.791 | 30 | 0.08365 | 2574.1555 | 485.0774 | 7331.123 | 845 | 668.395 | 302.3472 | 382.2341 | 358.1088 | 161.9898 | 20.2778 | 9.1726 | ETCLEKEND-E | 16 | 16
ETCLEKRIE-E | 38904 | 2.85 | 30 | 0.08365 | 9274.77 | 1747.7503 | 7331.123 | 845 | 2408.25 | 1089.3672 | 382.2341 | 1289.192 | 583.1635 | 20.2778 | 9.1726 | ETCLEKOMA-E | 10 | 10
ETCLELETH-E | 38904 | 3.558 | 30 | 0.08365 | 11578.8181 | 2181.9283 | 7331.123 | 845 | 3006.51 | 1359.9889 | 382.2341 | 1584.631 | 716.8047 | 20.2778 | 9.1726 | ETCLEKRIE-E | 10 | 10
ETCLEMAJD-E | 38904 | 1.833 | 30 | 0.08365 | 5965.1415 | 1124.0794 | 7331.123 | 845 | 1548.885 | 700.6351 | 382.2341 | 819.1739 | 370.5517 | 20.2778 | 9.1726 | ETCLELETH-E | 15 | 15
ETCLEMAJW-E | 38904 | 2.01 | 30 | 0.08365 | 6541.1536 | 1232.6239 | 7331.123 | 845 | 1698.45 | 768.2906 | 382.2341 | 899.7484 | 406.9994 | 20.2778 | 9.1726 | ETCLEMAJD-E | 22 | 22
ETCLEMATI-E | 38904 | 3.69 | 30 | 0.08365 | 12008.3864 | 2262.8768 | 7331.123 | 845 | 3118.05 | 1410.4438 | 382.2341 | 1250.602 | 565.7074 | 20.2778 | 9.1726 | ETCLEMAJW-E | 25 | 25
ETCLEMATL-E | 38904 | 3.45 | 30 | 0.08365 | 11227.3531 | 2115.6978 | 7331.123 | 845 | 2915.25 | 1318.7077 | 382.2341 | 1557.773 | 704.6556 | 20.2778 | 9.1726 | ETCLEMATI-E |  | 10
ETCLEPFSI-E | 38904 | 0.128 | 30 | 0.08365 | 416.5511 | 78.4955 | 7331.123 | 845 | 108.16 | 48.926 | 382.2341 | 77.6968 | 35.146 | 20.2778 | 9.1726 | ETCLEMATL-E | 10 | 10
ETCLEPFSS-E | 38904 | 0.6 | 30 | 0.08365 | 1952.5832 | 367.9474 | 7331.123 | 845 | 507 | 229.3405 | 382.2341 | 258.9894 | 117.1534 | 20.2778 | 9.1726 | ETCLEPFSI-E | 10 | 10
ETCLETUTU-E | 38904 | 3.51 | 30 | 0.08365 | 11422.6114 | 2152.4925 | 7331.123 | 845 | 2965.95 | 1341.6417 | 382.2341 | 1584.631 | 716.8047 | 20.2778 | 9.1726 | ETCLEROOI-E | 10 | 10
ETNUC-E | 72780.3223 | 1.86 | 50 | 0.077288 | 10462.5648 | 1971.58 | 13714.8236 | 885 | 1646.1 | 744.6101 | 400.328 | 0 | 0 | 0 | 0 | ETCLESC-N |  | 50
ETODSGT-E | 8219.2 | 2.4 | 30 | 0.08365 | 1650.0793 | 310.9432 | 1548.8373 | 147 | 352.8 | 159.5884 | 66.4952 | 0 | 0 | 0 | 0 | ETCLETUTU-E | 16 | 16
Total |  |  |  |  | 138903.0345 | 26175.078 |  |  | 49428.6407 | 22358.9494 |  | 15123.2188 | 7235.7306
Target |  |  |  |  | 26175.078 |  |  |  | 22358.9494
[5 empty] | 0.18844 |  |  |  | 0.45235
COST_INV(2012)
ETGASCCSS-N | - | - | - | - | - | 376.4241
| ERHYDB-I | - | - | - | - | - | 0 | 4.4031
| ERHYD-E | - | - | - | - | - | 0 | 0
| ERHYDF-I | - | - | - | - | - | 0 | 4.4031
| ERHYDGIE-I | - | - | - | - | - | 0 | 0
| ERHYDGIW-I | - | - | - | - | - | 0 | 0
| ERHYDH-I | - | - | - | - | - | 0 | 4.4031
| ERHYD-I | - | - | - | - | - | 0 | 0
| ERHYDI-I | - | - | - | - | - | 0 | 4.4031
| ERHYDK-I | - | - | - | - | - | 0 | 4.4031
| ERHYDM-I | - | - | - | - | - | 0 | 0
| ETCLEARNO-E | - | - | - | - | - | 0 | 20.2778
| ETCLECAMD-E | - | - | - | - | - | 0 | 20.2778
| ETCLEDUVH-E | - | - | - | - | - | 0 | 20.2778
| ETCLEGROO-E | - | - | - | - | - | 0 | 20.2778
| ETCLEHEND-E | - | - | - | - | - | 0 | 20.2778
| ETCLEKELA-E | - | - | - | - | - | 0 | 20.2778
| ETCLEKELB-E | - | - | - | - | - | 0 | 20.2778
| ETCLEKEND-E | - | - | - | - | - | 0 | 20.2778
| ETCLEKOMA-E | - | - | - | - | - | 0 | 20.2778
| ETCLEKRIE-E | - | - | - | - | - | 0 | 20.2778
| ETCLELETH-E | - | - | - | - | - | 0 | 20.2778
| ETCLEMAJD-E | - | - | - | - | - | 0 | 20.2778
| ETCLEMAJW-E | - | - | - | - | - | 0 | 20.2778
| ETCLEMATI-E | - | - | - | - | - | 0 | 20.2778
| ETCLEMATL-E | - | - | - | - | - | 0 | 20.2778
| ETCLEPFSI-E | - | - | - | - | - | 0 | 20.2778
| ETCLEPFSS-E | - | - | - | - | - | 0 | 20.2778
| ETCLEPRET-E | - | - | - | - | - | 0 | 20.2778
| ETCLEROOI-E | - | - | - | - | - | 0 | 20.2778
| ETCLETUTU-E | - | - | - | - | - | 0 | 20.2778
| ETCRBSCBO-I | - | - | - | - | - | 0 | 6.55
| ETCRBSCMO-I | - | - | - | - | - | 0 | 2.8019
| ETGRNCC-I | - | - | - | - | - | 0 | 0
| ETNUC-E | - | - | - | - | - | 0 | 0
| ETODSGT-E | - | - | - | - | - | 0 | 0
resid
2012
[11 empty] | REGION1 | ETCLEARNO-E | 2.22
[11 empty] | REGION1 | ETCLECAMD-E | 1.52
[11 empty] | REGION1 | ETCLEDUVH-E | 3.48
[11 empty] | REGION1 | ETCLEGROO-E | 1.08
[11 empty] | REGION1 | ETCLEHEND-E | 1.9
[11 empty] | REGION1 | ETCLEKELA-E | Eps
[11 empty] | REGION1 | ETCLEKELB-E | 0.16
[11 empty] | REGION1 | ETCLEKEND-E | 3.84
[11 empty] | REGION1 | ETCLEKOMA-E | 0.8
[11 empty] | REGION1 | ETCLEKRIE-E | 2.88
[11 empty] | REGION1 | ETCLELETH-E | 3.54
[11 empty] | REGION1 | ETCLEMAJD-E | 1.83
[11 empty] | REGION1 | ETCLEMAJW-E | 2.01
[11 empty] | REGION1 | ETCLEMATI-E | 3.72
[11 empty] | REGION1 | ETCLEMATL-E | 3.48
[11 empty] | REGION1 | ETCLEPFSI-E | 0.15
[11 empty] | REGION1 | ETCLEPFSS-E | 0.5
[11 empty] | REGION1 | ETCLEPRET-E | 0.09
[11 empty] | REGION1 | ETCLEROOI-E | 0.18
[11 empty] | REGION1 | ETCLETUTU-E | 3.54
[12 empty] | 2011 | 2012
[11 empty] | ETCLDFB-N |  | 30
[11 empty] | ETCLEARNO-E | 10 | 10
[11 empty] | ETCLECAMD-E | 10 | 10
[11 empty] | ETCLEDUVH-E | 9 | 9
[11 empty] | ETCLEGROO-E | 10 | 10
[11 empty] | ETCLEHEND-E | 10 | 10
[11 empty] | ETCLEIG-N |  | 30
[11 empty] | ETCLEKELA-E |  | 10
[11 empty] | ETCLEKELB-E | 10 | 10
[11 empty] | ETCLEKEND-E | 16 | 16
[11 empty] | ETCLEKOMA-E | 10 | 10
[11 empty] | ETCLEKRIE-E | 10 | 10
[11 empty] | ETCLELETH-E | 15 | 15
[11 empty] | ETCLEMAJD-E | 22 | 22
[11 empty] | ETCLEMAJW-E | 25 | 25
[11 empty] | ETCLEMATL-E | 10 | 10
[11 empty] | ETCLEPFSI-E | 10 | 10
[11 empty] | ETCLEPFSS-E | 10 | 10
[11 empty] | ETCLEPRET-E | 10 | 10
[11 empty] | ETCLEROOI-E | 10 | 10
[11 empty] | ETCLESC-N |  | 50
[11 empty] | ETCLETUTU-E | 16 | 16
[11 empty] | ETCLEMED-N-A |  | 50
[11 empty] | ETCLEPFD-E-A | 16 | 16
[11 empty] | ETCLEMATI-E |  | 50
Note on E5: Bruno: gross operating surplus = return to capital = annuity = interest+dividends+depreciation.
Note on G10: Author: From the SAM. Includes all expenditures except fuels.
Note on G17: Bruno: Total in SATIM
Note on H17: Bruno: Total in CGE
Note on I19: Bruno: from model results
Note on E81: [Threaded comment] Your version of Excel allows you to read this threaded comment; however, any edits to it will get removed if the file is opened in a newer version of Excel. Learn more: https://go.microsoft.com/fwlink/?linkid=870924 Comment: based on cost of new plant

## Deflator
Country Name | 1996 | 1997 | 1998 | 1999 | 2000 | 2001 | 2002 | 2003 | 2004 | 2005 | 2006 | 2007 | 2008 | 2009 | 2010 | 2011 | 2012 | 2013 | 2014 | 2015 | 2016 | 2017 | 2018 | 2019 | 2020 | 2021 | http://beta2.statssa.gov.za/publications/P0141/CPIHistory.pdf
South Africa | 7.9058 | 7.9872 | 7.7873 | 7.0278 | 8.7963 | 7.6417 | 12.2054 | 5.7936 | 6.5271 | 5.4491 | 6.2742 | 8.8493 | 8.8316 | 7.5045 | 6.351 | 6.6518 | 5.5122 | 5.9856 | 5.7955 | 4.5455 | 6.3406 | 5.2726 | 4.6201 | 4.1299
2015 | 0.27072 | 0.29235 | 0.31511 | 0.33726 | 0.36692 | 0.39496 | 0.44317 | 0.46885 | 0.49945 | 0.52666 | 0.55971 | 0.60924 | 0.66304 | 0.7128 | 0.75807 | 0.8085 | 0.85306 | 0.90412 | 0.95652 | 1 | 1.0634 | 1.1195 | 1.1712 | 1.2196 | 1.2594 | 1.312
Multiplier | 3.6938 | 3.4206 | 3.1735 | 2.9651 | 2.7254 | 2.5319 | 2.2565 | 2.1329 | 2.0022 | 1.8987 | 1.7866 | 1.6414 | 1.5082 | 1.4029 | 1.3191 | 1.2369 | 1.1722 | 1.106 | 1.0455 | 1 | 0.94037 | 0.89328 | 0.85383 | 0.81996 | 0.794 | 0.7622
GDP deflator (annual change %) for South Africa from "The World Bank"
http://search.worldbank.org/data?qterm=gdp%20deflator%20%22south%20africa%22&language=EN
downloaded August 2016
Year to Convert from
| 2016 | Rands
Year to Convert to
| 2015 | Rands
Conversion factor
multipy by | 0.94037
or divide by | 1.0634
GDP deflator (annual change %) for US from "The World Bank"
Country Name | 1996 | 1997 | 1998 | 1999 | 2000 | 2001 | 2002 | 2003 | 2004 | 2005 | 2006 | 2007 | 2008 | 2009 | 2010 | 2011 | 2012 | 2013 | 2014 | 2015 | [5 empty] | 7.93
United States | 1.8256 | 1.7115 | 1.0853 | 1.5303 | 2.2755 | 2.2789 | 1.5351 | 1.9941 | 2.7497 | 3.2176 | 3.0723 | 2.6613 | 1.9616 | 0.75943 | 1.2213 | 2.0646 | 1.8421 | 1.6301 | 1.6427 | 1.0021 | [5 empty] | 8.125
2010 | 0.75774 | 0.77071 | 0.77907 | 0.79099 | 0.80899 | 0.82743 | 0.84013 | 0.85688 | 0.88045 | 0.90878 | 0.9367 | 0.96162 | 0.98049 | 0.98793 | 1 | 1.0206 | 1.0394 | 1.0564 | 1.0737 | 1.0845
Multiplier | 1.3197 | 1.2975 | 1.2836 | 1.2642 | 1.2361 | 1.2086 | 1.1903 | 1.167 | 1.1358 | 1.1004 | 1.0676 | 1.0399 | 1.0199 | 1.0122 | 1 | 0.97977 | 0.96205 | 0.94662 | 0.93132 | 0.92208
Official Exchange Rate (LCU per US$, period average)
Country Name | 1996 | 1997 | 1998 | 1999 | 2000 | 2001 | 2002 | 2003 | 2004 | 2005 | 2006 | 2007 | 2008 | 2009 | 2010 | 2011 | 2012 | 2013 | 2014 | 2015
South Africa | 4.2993 | 4.608 | 5.5283 | 6.1095 | 6.9398 | 8.6092 | 10.5407 | 7.5647 | 6.4597 | 6.3593 | 6.7715 | 7.0454 | 8.2612 | 8.4737 | 7.3212 | 7.2611 | 8.21 | 9.6551 | 10.8527 | 12.7589
2010 | 0.37901 | 0.39647 | 0.41839 | 0.44395 | 0.47476 | 0.51563 | 0.56998 | 0.6131 | 0.65271 | 0.69421 | 0.74122 | 0.79345 | 0.85899 | 0.93178 | 1 | 1.0726 | 1.1607 | 1.2727 | 1.4109 | 1.5909
Multiplier | 2.6385 | 2.5223 | 2.3901 | 2.2525 | 2.1063 | 1.9394 | 1.7544 | 1.631 | 1.5321 | 1.4405 | 1.3491 | 1.2603 | 1.1642 | 1.0732 | 1 | 0.9323 | 0.86157 | 0.78571 | 0.70879 | 0.62859
Real effective exchange rate index (2010 = 100)
Country Name | 1996 | 1997 | 1998 | 1999 | 2000 | 2001 | 2002 | 2003 | 2004 | 2005 | 2006 | 2007 | 2008 | 2009 | 2010 | 2011 | 2012 | 2013 | 2014 | 2015
South Africa | 103.7151 | 109.5219 | 100.5648 | 95.1472 | 92.0539 | 81.2964 | 69.4514 | 90.2269 | 97.5581 | 98.8895 | 94.9432 | 89.2614 | 79.4302 | 86.581 | 100 | 97.9179 | 92.6036 | 82.8406 | 77.5984 | 77.1605
ZAR/USD Exchange Rate from IRP 2010: |  |  |  |  | 7.4

## ANSv2-692-REGIONS (hidden)
ANSWER-REGIONS | _GLOBAL,IMPEXP,MINRNW
Region | Description | Set Memberships | Comment
_GLOBAL | Special region for data parameters with no REG arg | ALL_REG
* External Regions
IMPEXP | IMPEXP | ALL_REG,REG_EXT
MINRNW | MINRNW | ALL_REG,REG_EXT
* Internal Regions (insert below and adjust cell B1 accordingly)

## ANSv2-692-Commodities (hidden)
ANSWER-Commodities
| CommName | CommDesc | CommUnit | Set Memberships | Comment

## ANSv2-692-Processes (hidden)
ANSWER-Processes
| ProcName | ProcDesc | ProcUnits | Set Memberships | Comment

## ANSv2-692-Constraints (hidden)
ANSWER-Constraints
| ConstrName | ConstrDesc | Units | Set Memberships | Comment

## ANSv2-692-CommData (hidden)
ANSWER-CommData
| CommName | CommDesc | Units

## ANSv2-692-ProcData (hidden)
ANSWER-ProcData
*
| ProcName | ProcDesc | ProcUnits | CommIN | CommOUT | Activity I/O
Note on G7: If Process Activity is: Output-based, leave blank. Input-based, insert I.

## ANSv2-692-ConstrData (hidden)
ANSWER-ConstrData
[7 empty] | 0 args (TID) | 0 args (TS) | 1 arg: BD (TID) | 1 arg: BD (TS) | 1 arg: TS (TID) | 2 args: TS,BD (TS) | 3 args: PRC,COM,BD (TS) | 2 args: SIDE,PRC (TS) | 2 args: SIDE,TSLevel (TID) | 3 args: SIDE,COM,TS (TS) | 3 args: SIDE,PRC,TS (TS) | 4 args: SIDE,PRC,COM,TS (TS) | 5 args: SIDE,PRC,COM,TS, IE (TS) | 3 args: Side,VarType,ParamName | 3 args: COM,Yr,Yr | 3 args: PRC,Yr,Yr | 4 args: PRC,COM,Yr,Yr
[7 empty] | UC_R_EACH | UC_T_EACH | UC__RHSR | UC__RHSRT | UC_TS_EACH | UC__RHSRTS | UC_MARK | UC_CAP | UC_TSL | UC_COMCON | UC_ACT | UC_FLO | UC_IRE | UC_ATTR | UC_CUMCOMNET | UC_CUMACT | UC_CUMFLO
[9 empty] | Limit | Limit |  | Limit | Limit | Side | Side | Side | Side | Side | Side | Side
[15 empty] | TSLevel |  |  |  | Imp/Exp | VarType,ParamName
| ConstrName | ConstrDesc | Units | ProcName | CommName | TimeSlice | TID |  | TID |  | TID |  |  |  | TID |  |  |  |  | TID | 2010-2030 | 2010-2030 | 2010-2030
Note on D7: Ken Noble: Retain Units column as optional? Hide the column?
Note on V7: Parameter UC_CUMCOMNET is a TID parameter.
Note on W7: Parameter UC_CUMACT is a TID parameter.
Note on X7: Parameter UC_CUMFLO is a TID parameter.

## ANSv2-692-ITEMS (hidden)
ANSWER-ITEMS
| Comp | Name | Description | Unit(s) | Set Memberships | Comment
* Pre-defined Commodity Groups (cell A10 should contain comma-delimited list of all Internal Regions)
| D | ACTGRP | Activity-related Group |  | COM_GRP,COM_GRPDEF
| D | DEM | Demand Commodity Type |  | COM_GRP,COM_GRPDEF
| D | ENV | Environmental Commodity Type |  | COM_GRP,COM_GRPDEF
| D | FIN | Financial Commodity Type |  | COM_GRP,COM_GRPDEF
| D | MAT | Material Commodity Type |  | COM_GRP,COM_GRPDEF
| D | NRG | Energy Commodity Type |  | COM_GRP,COM_GRPDEF

## ANSv2-692-TS DATA (hidden)
ANSWER-TS DATA
| Parameter | Arg1 | Arg2 | Arg3 | Arg4 | Arg5 | Arg6 | I/E Opt

## ANSv2-692-TID DATA (hidden)
ANSWER-TID DATA
| Parameter | Arg1 | Arg2 | Arg3 | Arg4 | Arg5 | Arg6 | Value

## ANSv2-692-TS&TID DATA (hidden)
ANSWER-TS&TID DATA
| Parameter | Arg1 | Arg2 | Arg3 | Arg4 | Arg5 | Arg6 | I/E Opt or Value

## ANSv2-692-TS TRADE (hidden)
ANSWER-TS TRADE
Region | Region2 | Parameter | Arg1 | Arg2 | Arg3 | Arg4 | Arg5 | Arg6 | I/E Opt
* On TS TRADE sheet, a single region must be specified in column A (a comma-separated region-list is not allowed) and a single region must be specified in column B

## ANSv2-692-TID TRADE (hidden)
ANSWER-TID TRADE
Region | Region2 | Parameter | Arg1 | Arg2 | Arg3 | Arg4 | Arg5 | Arg6 | Value
* On TID TRADE sheet, a single region must be specified in column A (a comma-separated region-list is not allowed) and a single region must be specified in column B

## ANSv2-692-TS&TID TRADE (hidden)
ANSWER-TS&TID TRADE
Region | Region2 | Parameter | Arg1 | Arg2 | Arg3 | Arg4 | Arg5 | Arg6 | I/E Opt or Value
* On TS&TID TRADE sheet, a single region must be specified in column A (a comma-separated region-list is not allowed) and a single region must be specified in column B